## Instruction
Title | COBie2
Version | 2
Release | 4
Status | IFC2x3
Region | en-US
Purpose |  | This spreadsheet supports the exchange of building, system and product information through the life of the project.
Outline |  | Individual worksheets are organized by project phase as shown below
All Phases | Sheet | Contents
| Contact | People and Companies
Early Design Worksheets | Sheet | Contents
| Facility | Project, Site, and Facility
| Floor | Vertical levels and exterior areas
| Space | Spaces
| Zone | Sets of spaces sharing a specific attribute
| Type | Types of equipment, products, and materials
Detailed Design Worksheets | Sheet | Contents
| Component | Individually named or schedule items
| System | Sets of components providing a service
| Assembly | Constituents for Types, Components and others
| Connection | Logical connections between components
| Impact | Economic, Environmental and Social Impacts at various stages in the life cycle
Construction Worksheets | Sheet | Contents
Note: submittals and approvals added on Documents
Note: manufacturer and model added on Type
Note: serial and tag added on Component
Operations and Maintenance Worksheets | Sheet | Contents
| Spare | Onsite and replacement parts
| Resource | Required materials, tools, and training
| Job | PM, Safety, and other job plans
Note: warranty information added on Type
All Phases | Sheet | Contents
| Document | All applicable document references
| Attribute | Properties of referenced item
| Coordinate | Spatial locations in box, line, or point format
| Issue | Other issues remaining at handover.
Legend
| text | required
| text | reference to other sheet or pick list
| text | external reference
| text | if specified as required
| text | secondary information when preparing product data
NOTES:
Note: Regional, owner, or product specific data may be added as new columns to the right of standard template columns.
Note: Regional classification codes may be substituted for the specifiable picklists used in the United States.
Copyright | USACE ERDC | (c) 2006-2011

## Contact
Email | CreatedBy | CreatedOn | Category | Company | Phone | ExternalSystem | ExternalObject | ExternalIdentifier | Department | OrganizationCode | GivenName | FamilyName | Street | PostalBox | Town | StateRegion | PostalCode | Country
armstrongworld@arworld.com | bill.east@us.army.mil | 2009-02-12T11:00:00 | 34-31 31: Product Representative | Armstrong World Industries, Inc | 1-800-233-3823 | n/a | n/a | n/a | Technical Services | n/a | n/a | n/a | n/a | PO Box 3001 | Lancaster | PA | 17604 | USA
bill.east@us.army.mil | bill.east@us.army.mil | 2009-02-12T11:00:00 | 34-55 14 11: Consultant | Engineer Research and Development Center | 217.373.6710 | n/a | n/a | n/a | U.S. Army, Corps of Engineers | USACE-CECER-CFN | Bill | East | 2902 Newmark Dr | PO BOX 9005 | Champaign | IL | 61826-9005 | USA
claim@warrantycorp.com | bill.east@us.army.mil | 2009-02-12T11:00:00 | 34-31 31: Product Representative | Warranty Corporation of America | 1-866-540-0013 | n/a | n/a | n/a | n/a | n/a | n/a | n/a | 3110 Crossing Park Rd | n/a | Norcross | GA | 30071 | USA
constan2@illinois.edu | constan2@illinois.edu | 2011-05-25T19:06:43 | 34-35 17: Sub Contractor | Engineer Research and Development Center | 217-352-6511 | n/a | n/a | n/a | U.S. Army, Corps of Engineers | USACE-CECER-CFN | Travis | Constantine | 2902 Newmark Dr | n/a | Champaign | IL | 61853 | USA
contact@od.com | bill.east@us.army.mil | 2009-02-12T11:00:00 | 34-31 31: Product Representative | Office Depot | (217) 373-5202 | n/a | n/a | n/a | Store# 305 | n/a | n/a | n/a | 111 CONVENIENCE CENTER ROAD | MARKET PLACE CONVENIENCE CENTER | CHAMPAIGN | IL | 61820 | USA
contact@vb.com | bill.east@us.army.mil | 2009-02-12T11:00:00 | 34-31 31: Product Representative | Villeroy & Boch | 020 8871 4028 | n/a | n/a | n/a | n/a | n/a | n/a | n/a | 267 Merton Road | n/a | London | n/a | SW18 5JS | UK
customercare@lowes.com | bill.east@us.army.mil | 2009-02-12T11:00:00 | 34-31 31: Product Representative | Lowes | 1-800-445-6937 | n/a | n/a | n/a | Lowe's Customer Care | n/a | n/a | n/a | n/a | PO Box 1111 | North Wilkesboro | NC | 28656 | USA
danielle.r.love@usace.army.mil | danielle.r.love@usace.army.mil | 2011-05-25T19:06:44 | 34-55 14 11: Consultant | Engineer Research and Development Center | 217-373-3475 | n/a | n/a | n/a | U.S. Army, Corps of Engineers | USACE-CECER-CFN | Danielle | Love | 2903 Newmark Dr | n/a | Champaign | IL | 61853 | USA
fs@wascoproducts.com | bill.east@us.army.mil | 2009-02-12T11:00:00 | 34-31 31: Product Representative | Wasco Skylight Products, Inc | 800-388-0293 | n/a | n/a | n/a | Warranty & Service | n/a | n/a | n/a | 22 Pioneer Avenue | n/a | Sanford | ME | 4073 | USA
sales@made-in-china.com | mariangelica.carrasquillo@usace.army.mil | 2010-09-05 | 34-31 11: Manufacturer | Shanghai Aoli Pump Manufacture Co., Ltd. | 86-21-39170017 | n/a | n/a | n/a | Export Department | n/a | n/a | n/a | No. 718, South Shengxin Road, Jiading District, Shanghai, China | n/a | Shanghai | China | 201802 | China
info@corbettlighting.com | bill.east@us.army.mil | 2009-02-12T11:00:00 | 34-31 31: Product Representative | Corbett Lighting | 626-336-4511 | n/a | n/a | n/a | n/a | n/a | n/a | n/a | 14625 East Clark Ave | n/a | City of Industry | CA | 91745 | USA
info@delconca.com | bill.east@us.army.mil | 2009-02-12T11:00:00 | 34-31 31: Product Representative | Ceramica del Conca S.p.a. | (+378) 0549 996037 | n/a | n/a | n/a | n/a | n/a | n/a | n/a | Via Croce, 8 - 47832 | n/a | San Clemente | n/a | n/a | IT
info@ef.com | bill.east@us.army.mil | 2009-02-12T11:00:00 | 34-31 31: Product Representative | Everything Furniture Inc. | 1-877-209-7908 | n/a | n/a | n/a | n/a | n/a | n/a | n/a | 4130 Flat Rock Dr. | n/a | Riverside | CA | 92505 | USA
info@jm.com | bill.east@us.army.mil | 2009-02-18T11:00:00 | 34-31 31: Product Representative | Johns Manville | 303.978.2000 | n/a | n/a | n/a | n/a | n/a | n/a | n/a | n/a | PO Box 5108 | Denver | CO | 80217-5108 | USA
info@marvinwindowsdoors.com | bill.east@us.army.mil | 2009-02-12T11:00:00 | 34-31 31: Product Representative | Marvin Windows and Doors | 1-888-537-7828 | n/a | n/a | n/a | n/a | n/a | n/a | n/a | n/a | PO Box 100 | Warroad | MN | 56763 | USA
info@merillatbusiness.com | bill.east@us.army.mil | 2009-02-12T11:00:00 | 34-31 31: Product Representative | Masco Builder Cabinet Group | 555-555-5555 | n/a | n/a | n/a | Parts Department | n/a | n/a | n/a | 5353 W. US 223 | n/a | Adrian | MI | 49221 | USA
info@North_American_Industries.com | bill.east@us.army.mil | 2009-02-12T11:00:00 | 34-31 31: Product Representative | North American Industries | 911-999-9999 | n/a | n/a | n/a | n/a | n/a | n/a | n/a | n/a | n/a | n/a | n/a | n/a | USA
info@thehomedepot.com | bill.east@us.army.mil | 2009-02-12T11:00:00 | 34-31 31: Product Representative | The Home Depot | 1-800-430-3376 | n/a | n/a | n/a | n/a | n/a | n/a | n/a | n/a | n/a | n/a | n/a | n/a | USA
mariangelica.carrasquillo@usace.army.mil | mariangelica.carrasquillo@usace.army.mil | 2010-02-08T13:30:00 | 34-55 14 11: Consultant | Engineer Research and Development Center | 217.352.6511 xt.7350 | n/a | n/a | n/a | U.S. Army, Corps of Engineers | USACE-CECER-CFN | Mariangelica | Carrasquillo | 2902 Newmark Dr | n/a | Champaign | IL | 61853 | USA
parts@hongbo.com | bill.east@us.army.mil | 2009-02-12T11:00:00 | 34-25 31: Engineer | HONGBO Parts | 86-532-8486521 | n/a | n/a | n/a | Parts Department | n/a | n/a | n/a | No.4 Duchang Road, Sifang Dist. | n/a | Qingdao | CA | 818 | China
parts@kholer.com | bill.east@us.army.mil | 2009-02-12T11:00:00 | 34-31 31: Product Representative | Kohler Co. | 1.800.456.4537 | n/a | n/a | n/a | Parts Department | n/a | n/a | n/a | 444 Highland Drive | n/a | Kohler | WI | 53044 | USA
parts@ps.com | bill.east@us.army.mil | 2009-02-12T11:00:00 | 34-25 31: Engineer | Performance Spares | 03 9335 550 | n/a | n/a | n/a | Parts Department | n/a | n/a | n/a | 1600 Lindaway Place | n/a | Tullamarine | VLC | n/a | AUS
sales@americandryer.com | bill.east@us.army.mil | 2009-02-12T11:00:00 | 34-31 31: Product Representative | American Dryer, Inc | 734.421.2400 | n/a | n/a | n/a | n/a | n/a | n/a | n/a | 12932 Farmington Road | n/a | Livonia | MI | 48150 | USA
sales@anderson.com | bill.east@us.army.mil | 2009-02-18T11:00:00 | 34-31 31: Product Representative | Andersen | 888-888-7020 | n/a | n/a | n/a | n/a | n/a | n/a | n/a | 100 Fourth Avenue North | n/a | Bayport | MN | 55003-1096 | USA
sales@aspire.com | danielle.r.love@usace.army.mil | 2010-09-01 | 34-31 11: Manufacturer | Aspire | 555-555-5555 | n/a | n/a | n/a | sales | n/a | n/a | n/a | n/a | n/a | n/a | n/a | n/a | n/a
sales@firex.com | danielle.r.love@usace.army.mil | 2010-08-30 | 34-31 11: Manufacturer | Firex | 800-880-6788 | n/a | n/a | n/a | sales | n/a | n/a | n/a | n/a | n/a | n/a | n/a | n/a | n/a
sales@grainger.com | bill.east@us.army.mil | 2009-02-12T11:00:00 | 34-31 31: Product Representative | Grainger Supply | 0870 849 8056 | n/a | n/a | n/a | n/a | n/a | n/a | n/a | National Avenue | n/a | Hull | n/a | HU5 4JN | UK
sales@ikea.com | danielle.r.love@usace.army.mil | 2010-02-08T18:25:39 | 34-31 31: Product Representative | IKEA | 555-555-5555 | n/a | n/a | n/a | Sales | n/a | n/a | n/a | n/a | n/a | n/a | n/a | n/a | n/a
sales@jayrsmith.com | danielle.r.love@usace.army.mil | 2010-02-08T18:25:43 | 34-31 31: Product Representative | Jay R. Smith Mfg | 334-277-8520 | n/a | n/a | n/a | Sales | n/a | n/a | n/a | n/a | PO Box 33237 | Montgomery | AL | 36109 | USA
sales@jeldwen.com | danielle.r.love@usace.army.mil | 2010-09-03 | 34-31 11: Manufacturer | Jeld-Wen Windows and Doors | 555-555-5555 | n/a | n/a | n/a | sales | n/a | n/a | n/a | n/a | n/a | n/a | n/a | n/a | n/a
sales@kholer.com | bill.east@us.army.mil | 2009-02-12T11:00:00 | 34-31 31: Product Representative | Kohler Co. | 1.800.456.4537 | n/a | n/a | n/a | n/a | n/a | n/a | n/a | 444 Highland Drive | n/a | Kohler | WI | 53044 | USA
sales@samsung.com | danielle.r.love@usace.army.mil | 2010-02-08T18:25:45 | 34-31 31: Product Representative | Samsung | 800-726-7864 | n/a | n/a | n/a | Warranty & Service | n/a | n/a | n/a | n/a | n/a | n/a | n/a | n/a | n/a
sales@schneiderelectric.com | mariangelica.carrasquillo@usace.army.mil | 2010-09-07 | 34-31 11: Manufacturer | Schneider Electric | 847-397-2600 | n/a | n/a | n/a | Sales | n/a | n/a | n/a | 1415 S. Rosselle Rd. | n/a | Palatine | IL | 60067 | USA
sales@simmons.com | danielle.r.love@usace.army.mil | 2010-02-08T18:25:41 | 34-31 31: Product Representative | Simmons Bedding Company | 555-555-5555 | n/a | n/a | n/a | Sales | n/a | n/a | n/a | 1 Concourse Parkway Ste 800 | n/a | Atlanta | GA | 30328 | USA
sales@stelrad.com | bill.east@us.army.mil | 2009-02-18T11:00:00 | 34-31 31: Product Representative | Caradon Stelrad Ltd | 01709 578 950 | n/a | n/a | n/a | Stelrad House | n/a | n/a | n/a | Marriott Road | n/a | South Yorkshire | n/a | S64 8BN | UK
sales@twincity.com | danielle.r.love@usace.army.mil | 2010-08-28 | 34-31 11: Manufacturer | Twin City | 763-551-7600 | n/a | n/a | n/a | sales | n/a | n/a | n/a | 5959 Trenton Ln North | n/a | Minneapolis | MN | 55442 | USA
sales@wascoproducts.com | bill.east@us.army.mil | 2009-02-12T11:00:00 | 34-31 31: Product Representative | Wasco Skylight Products, Inc | 800-388-0293 | n/a | n/a | n/a | n/a | n/a | n/a | n/a | 22 Pioneer Avenue | n/a | Sanford | ME | 4073 | USA
salesrep@hubbell.com | danielle.r.love@usace.army.mil | 2010-08-25 | 34-31 31: Product Representative | Hubbell | 475-882-4800 | n/a | n/a | n/a | sales | n/a | n/a | n/a | 40 Waterview Dr. | n/a | Shelton | Connecticut | 06484 | USA
salesrep@legrand.com | danielle.r.love@usace.army.mil | 2010-08-25 | 34-31 11: Manufacturer | Legrand | 1-877-295-3472 | n/a | n/a | n/a | sales | n/a | n/a | n/a | 60 Woodlawn Street | n/a | West Hartford | Connecticut | 06110 | USA
salesrep@whirlpool.com | danielle.r.love@usace.army.mil | 2010-08-27 | 34-31 11: Manufacturer | Whirlpool | 866-698-2539 | n/a | n/a | n/a | warranty | n/a | n/a | n/a | 554 Benson Rd. | n/a | Benton Harbor | MI | 49023 | USA
service@vokera.co.uk | bill.east@us.army.mil | 2009-02-12T11:00:00 | 34-31 31: Product Representative | Vokèra Ltd | 0844 391 0999 | n/a | n/a | n/a | Borderlake House | n/a | n/a | n/a | Unit 7 Riverside Industrial Estate | n/a | London Colney | n/a | AL2 1HG | UK
warrants@jayrsmith.com | danielle.r.love@usace.army.mil | 2010-02-08T18:25:44 | 34-31 31: Product Representative | Jay R. Smith Mfg | 334-277-8520 | n/a | n/a | n/a | Warranty & Service | n/a | n/a | n/a | n/a | PO Box 33238 | Montgomery | AL | 36110 | USA
warranty@aspire.com | danielle.r.love@usace.army.mil | 2010-09-02 | 34-31 11: Manufacturer | Aspire | 555-555-5555 | n/a | n/a | n/a | warranty | n/a | n/a | n/a | n/a | n/a | n/a | n/a | n/a | n/a
warranty@firex.com | danielle.r.love@usace.army.mil | 2010-08-31 | 34-31 11: Manufacturer | Firex | 800-880-6789 | n/a | n/a | n/a | warranty | n/a | n/a | n/a | n/a | n/a | n/a | n/a | n/a | n/a
warranty@hubbell.com | danielle.r.love@usace.army.mil | 2010-08-25 | 34-31 31: Product Representative | Hubbell | 203-373-2212 | n/a | n/a | n/a | warranty | n/a | n/a | n/a | 40 Waterview Dr. | n/a | Shelton | Connecticut | 06484 | USA
warranty@ikea.com | danielle.r.love@usace.army.mil | 2010-02-08T18:25:40 | 34-31 31: Product Representative | IKEA | 555-555-5555 | n/a | n/a | n/a | Warranty & Service | n/a | n/a | n/a | n/a | n/a | n/a | n/a | n/a | n/a
warranty@jeldwen.com | danielle.r.love@usace.army.mil | 2010-09-04 | 34-31 11: Manufacturer | Jeld-Wen Windows and Doors | 555-555-5555 | n/a | n/a | n/a | warranty | n/a | n/a | n/a | n/a | n/a | n/a | n/a | n/a | n/a
warranty@legrand.com | danielle.r.love@usace.army.mil | 2010-08-25 | 34-31 11: Manufacturer | Legrand | 1-877-295-3473 | n/a | n/a | n/a | warranty | n/a | n/a | n/a | 60 Woodlawn Street | n/a | West Hartford | Connecticut | 06111 | USA
warranty@made-in-china.com | mariangelica.carrasquillo@usace.army.mil | 2010-09-06 | 34-31 11: Manufacturer | Shanghai Aoli Pump Manufacture Co., Ltd. | 86-21-39170018 | n/a | n/a | n/a | Export Department | n/a | n/a | n/a | No. 718, South Shengxin Road, Jiading District, Shanghai, China | n/a | Shanghai | China | 201802 | China
warranty@schneiderelectric.com | mariangelica.carrasquillo@usace.army.mil | 2010-09-08 | 34-31 11: Manufacturer | Schneider Electric | 847-397-2600 | n/a | n/a | n/a | Warranty | n/a | n/a | n/a | 1415 S. Rosselle Rd. | n/a | Palatine | IL | 60067 | USA
warranty@simmons.com | danielle.r.love@usace.army.mil | 2010-02-08T18:25:42 | 34-31 31: Product Representative | Simmons Bedding Company | 555-555-5555 | n/a | n/a | n/a | Warranty & Service | n/a | n/a | n/a | 2 Concourse Parkway Ste 800 | n/a | Atlanta | GA | 30329 | USA
warranty@twincity.com | danielle.r.love@usace.army.mil | 2010-08-29 | 34-31 11: Manufacturer | Twin City | 763-551-7601 | n/a | n/a | n/a | warranty | n/a | n/a | n/a | 5959 Trenton Ln North | n/a | Minneapolis | MN | 55442 | USA
warranty@whirlpool.com | danielle.r.love@usace.army.mil | 2010-08-26 | 34-31 11: Manufacturer | Whirlpool | 866-698-2538 | n/a | n/a | n/a | sales | n/a | n/a | n/a | 553 Benson Rd. | n/a | Benton Harbor | MI | 49022 | USA
warranty@kholer.com | danielle.r.love@usace.army.mil | 2010-08-27 | 34-31 11: Manufacturer | Kohler Co. | 1.800.456.4537 | n/a | n/a | n/a | n/a | n/a | n/a | n/a | 444 Highland Drive | n/a | Kohler | WI | 53044 | USA
warranty@lightingspaces.com | danielle.r.love@usace.army.mil | 2010-08-28 | 34-31 11: Manufacturer | Lighting Spaces | 866-358-6789 | n/a | n/a | n/a | n/a | n/a | n/a | n/a | 1640 Sam Rittenberg Blvd. | n/a | Charleston | SC | 29407 | USA
warranty@stelrad.com | danielle.r.love@usace.army.mil | 2010-08-29 | 34-31 11: Manufacturer | Stelrad Ltd. | 01709 578 950 | n/a | n/a | n/a | Stelrad House | n/a | n/a | n/a | Marriott Road | n/a | South Yorkshire | n/a | S64 8BN | UK
sales@sears.com | mariangelica.carrasquillo@usace.army.mil | 2010-08-29 | 34-31 11: Manufacturer | Sears | 1-800-549-4505 | n/a | n/a | n/a | Sales | n/a | n/a | n/a | n/a | n/a | n/a | n/a | n/a | USA
info@sourcingmap.com | mariangelica.carrasquillo@usace.army.mil | 2010-08-29 | 34-31 11: Manufacturer | SourcingMap | 1-800-741-1388 | n/a | n/a | n/a | Sales | n/a | n/a | n/a | 1001 BayHill Dr. Suite 200 | n/a | San Bruno | CA | 94066 | USA

## Facility
Name | CreatedBy | CreatedOn | Category | ProjectName | SiteName | LinearUnits | AreaUnits | VolumeUnits | CurrencyUnit | AreaMeasurement | ExternalSystem | ExternalProjectObject | ExternalProjectIdentifier | ExternalSiteObject | ExternalSiteIdentifier | ExternalFacilityObject | ExternalFacilityIdentifier | Description | ProjectDescription | SiteDescription | Phase
DuplexApartment | constan2@illinois.edu | 2011-05-25T19:06:43 | 11-16 21 11: Duplex | 1 | Duplex Apartment | meters | squaremeters | cubicmeters | Dollars | See Autodesk Documentation | Autodesk Revit Architecture 2011 | IfcProject | 1xS3BCk291UvhgP2a6eflL | IfcSite | 1xS3BCk291UvhgP2a6eflN | IfcBuilding | 1xS3BCk291UvhgP2a6eflK | n/a | Duplex Apartment | n/a | Handover

## Floor
Name | CreatedBy | CreatedOn | Category | ExtSystem | ExtObject | ExtIdentifier | Description | Elevation | Height
Level 1 | constan2@illinois.edu | 2011-09-27T16:15:03 | Floor | Autodesk Revit Architecture 2011 | IfcBuildingStorey | 1xS3BCk291UvhgP2dvNMKI | Level 1 | 0 | 0
Level 2 | constan2@illinois.edu | 2011-09-27T16:15:03 | Floor | Autodesk Revit Architecture 2011 | IfcBuildingStorey | 1xS3BCk291UvhgP2dvNMQJ | Level 2 | 3.1 | 0
Roof | constan2@illinois.edu | 2011-09-27T16:15:03 | Roof | Autodesk Revit Architecture 2011 | IfcBuildingStorey | 1xS3BCk291UvhgP2dvNtSE | Roof | 6 | 0
T/FDN | constan2@illinois.edu | 2011-09-27T16:15:03 | Site | Autodesk Revit Architecture 2011 | IfcBuildingStorey | 1xS3BCk291UvhgP2dvNsgp | T/FDN | -1.25 | 0

## Space
Name | CreatedBy | CreatedOn | Category | FloorName | Description | ExtSystem | ExtObject | ExtIdentifier | RoomTag | UsableHeight | GrossArea | NetArea
A104 | danielle.r.love@usace.army.mil | 2011-09-27T16:15:03.421-05:00 | 13-41 11 14 11: Bathroom | Level 1 | Bathroom 1 | Autodesk Revit Architecture 2011 | IfcSpace | 0BTBFw6f90Nfh9rP1dlXru | n/a | 0 | 3.998 | 3.998
B104 | danielle.r.love@usace.army.mil | 2011-09-27T16:15:03.436-05:00 | 13-41 11 14 11: Bathroom | Level 1 | Bathroom 1 | Autodesk Revit Architecture 2011 | IfcSpace | 0BTBFw6f90Nfh9rP1dl_3P | n/a | 0 | 3.998 | 3.998
A101 | danielle.r.love@usace.army.mil | 2011-09-27T16:15:03.405-05:00 | 13-51 24 11: General Residential Space | Level 1 | Foyer | Autodesk Revit Architecture 2011 | IfcSpace | 0BTBFw6f90Nfh9rP1dlXrr | n/a | 0 | 17.936 | 17.936
B101 | danielle.r.love@usace.army.mil | 2011-09-27T16:15:03.452-05:00 | 13-51 24 11: General Residential Space | Level 1 | Foyer | Autodesk Revit Architecture 2011 | IfcSpace | 0BTBFw6f90Nfh9rP1dl_3Q | n/a | 0 | 17.936 | 17.936
A103 | danielle.r.love@usace.army.mil | 2011-09-27T16:15:03.421-05:00 | 13-11 19 11 11: Kitchen | Level 1 | Kitchen | Autodesk Revit Architecture 2011 | IfcSpace | 0BTBFw6f90Nfh9rP1dlXr$ | n/a | 0 | 13.898 | 13.898
B103 | danielle.r.love@usace.army.mil | 2011-09-27T16:15:03.436-05:00 | 13-11 19 11 11: Kitchen | Level 1 | Kitchen | Autodesk Revit Architecture 2011 | IfcSpace | 0BTBFw6f90Nfh9rP1dl_3S | n/a | 0 | 13.898 | 13.898
A102 | danielle.r.love@usace.army.mil | 2011-09-27T16:15:03.389-05:00 | 13-51 24: Living Spaces | Level 1 | Living Room | Autodesk Revit Architecture 2011 | IfcSpace | 0BTBFw6f90Nfh9rP1dlXr2 | n/a | 0 | 30.142 | 30.142
B102 | danielle.r.love@usace.army.mil | 2011-09-27T16:15:03.421-05:00 | 13-51 24: Living Spaces | Level 1 | Living Room | Autodesk Revit Architecture 2011 | IfcSpace | 0BTBFw6f90Nfh9rP1dl_CZ | n/a | 0 | 30.142 | 30.142
A105 | danielle.r.love@usace.army.mil | 2011-09-27T16:15:03.467-05:00 | 13-85 21 11: Stairway | Level 1 | Stair | Autodesk Revit Architecture 2011 | IfcSpace | 10mjSDZJj9gPS2PrQaxa3z | n/a | 0 | 4.922 | 4.922
B105 | danielle.r.love@usace.army.mil | 2011-09-27T16:15:03.467-05:00 | 13-85 21 11: Stairway | Level 1 | Stairs | Autodesk Revit Architecture 2011 | IfcSpace | 10mjSDZJj9gPS2PrQaxa4o | n/a | 0 | 4.922 | 4.922
A204 | danielle.r.love@usace.army.mil | 2011-09-27T16:15:03.436-05:00 | 13-41 11 14 11: Bathroom | Level 2 | Bathroom 2 | Autodesk Revit Architecture 2011 | IfcSpace | 0BTBFw6f90Nfh9rP1dlXre | n/a | 0 | 5.416 | 5.416
B204 | danielle.r.love@usace.army.mil | 2011-09-27T16:15:03.467-05:00 | 13-41 11 14 11: Bathroom | Level 2 | Bathroom 2 | Autodesk Revit Architecture 2011 | IfcSpace | 0BTBFw6f90Nfh9rP1dl_3C | n/a | 0 | 5.441 | 5.441
A202 | danielle.r.love@usace.army.mil | 2011-09-27T16:15:03.436-05:00 | 13-51 21 11: Bedroom | Level 2 | Bedroom 1 | Autodesk Revit Architecture 2011 | IfcSpace | 0BTBFw6f90Nfh9rP1dlXrc | n/a | 0 | 26.119 | 26.119
B202 | danielle.r.love@usace.army.mil | 2011-09-27T16:15:03.452-05:00 | 13-51 21 11: Bedroom | Level 2 | Bedroom 1 | Autodesk Revit Architecture 2011 | IfcSpace | 0BTBFw6f90Nfh9rP1dl_3A | n/a | 0 | 26.119 | 26.119
A203 | danielle.r.love@usace.army.mil | 2011-09-27T16:15:03.436-05:00 | 13-51 21 11: Bedroom | Level 2 | Bedroom 2 | Autodesk Revit Architecture 2011 | IfcSpace | 0BTBFw6f90Nfh9rP1dlXrb | n/a | 0 | 26.178 | 26.178
B203 | danielle.r.love@usace.army.mil | 2011-09-27T16:15:03.452-05:00 | 13-51 21 11: Bedroom | Level 2 | Bedroom 2 | Autodesk Revit Architecture 2011 | IfcSpace | 0BTBFw6f90Nfh9rP1dl_39 | n/a | 0 | 26.178 | 26.178
A201 | danielle.r.love@usace.army.mil | 2011-09-27T16:15:03.421-05:00 | 13-51 24 11: General Residential Space | Level 2 | Hallway | Autodesk Revit Architecture 2011 | IfcSpace | 0BTBFw6f90Nfh9rP1dlXri | n/a | 0 | 7.8 | 7.8
B201 | danielle.r.love@usace.army.mil | 2011-09-27T16:15:03.436-05:00 | 13-51 24 11: General Residential Space | Level 2 | Hallway | Autodesk Revit Architecture 2011 | IfcSpace | 0BTBFw6f90Nfh9rP1dl_3G | n/a | 0 | 7.8 | 7.8
B205 | danielle.r.love@usace.army.mil | 2011-09-27T16:15:03.452-05:00 | 13-81 31: Service Distribution Spaces | Level 2 | Utility | Autodesk Revit Architecture 2011 | IfcSpace | 2gRXFgjRn2HPE$YoDLX3FC | n/a | 0 | 1.728 | 1.728
A205 | danielle.r.love@usace.army.mil | 2011-09-27T16:15:03.467-05:00 | 13-81 31: Service Distribution Spaces | Level 2 | Utility | Autodesk Revit Architecture 2011 | IfcSpace | 2gRXFgjRn2HPE$YoDLX3FV | n/a | 0 | 1.754 | 1.754
R301 | danielle.r.love@usace.army.mil | 2011-09-27T16:15:03.467-05:00 | 13-81 11 99: Other General Facility Service Spaces | Roof | Roof | Autodesk Revit Architecture 2011 | IfcSpace | 0pNy6pOyf7JPmXRLgxs3sW | n/a | 0 | 145.722 | 145.722
Site | danielle.r.love@usace.army.mil | 2011-09-27T16:15:03.467-05:01 | 13-51 24 11: General Residential Space | Level 1 | Outside of building | n/a | n/a | n/a | n/a | 0 | 0 | 0

## Zone
Name | CreatedBy | CreatedOn | Category | SpaceNames | ExtSystem | ExtObject | ExtIdentifier | Description
Apartment A | constan2@illinois.edu | 2011-05-25T19:06:43 | OccupancyZoneName | A101 | Autodesk Revit MEP 2011 | IfcPropertySingleValue | n/a | Unit A OccupancyZoneName
Apartment A | constan2@illinois.edu | 2011-05-25T19:06:43 | OccupancyZoneName | A102 | Autodesk Revit MEP 2011 | IfcPropertySingleValue | n/a | Unit A OccupancyZoneName
Apartment A | constan2@illinois.edu | 2011-05-25T19:06:43 | OccupancyZoneName | A103 | Autodesk Revit MEP 2011 | IfcPropertySingleValue | n/a | Unit A OccupancyZoneName
Apartment A | constan2@illinois.edu | 2011-05-25T19:06:43 | OccupancyZoneName | A104 | Autodesk Revit MEP 2011 | IfcPropertySingleValue | n/a | Unit A OccupancyZoneName
Apartment A | constan2@illinois.edu | 2011-05-25T19:06:43 | OccupancyZoneName | A105 | Autodesk Revit MEP 2011 | IfcPropertySingleValue | n/a | Unit A OccupancyZoneName
Apartment A | constan2@illinois.edu | 2011-05-25T19:06:43 | OccupancyZoneName | A201 | Autodesk Revit MEP 2011 | IfcPropertySingleValue | n/a | Unit A OccupancyZoneName
Apartment A | constan2@illinois.edu | 2011-05-25T19:06:43 | OccupancyZoneName | A202 | Autodesk Revit MEP 2011 | IfcPropertySingleValue | n/a | Unit A OccupancyZoneName
Apartment A | constan2@illinois.edu | 2011-05-25T19:06:43 | OccupancyZoneName | A203 | Autodesk Revit MEP 2011 | IfcPropertySingleValue | n/a | Unit A OccupancyZoneName
Apartment A | constan2@illinois.edu | 2011-05-25T19:06:43 | OccupancyZoneName | A204 | Autodesk Revit MEP 2011 | IfcPropertySingleValue | n/a | Unit A OccupancyZoneName
Apartment A | constan2@illinois.edu | 2011-05-25T19:06:43 | OccupancyZoneName | A205 | Autodesk Revit MEP 2011 | IfcPropertySingleValue | n/a | Unit A OccupancyZoneName
Apartment B | constan2@illinois.edu | 2011-05-25T19:06:43 | OccupancyZoneName | B101 | Autodesk Revit MEP 2011 | IfcPropertySingleValue | n/a | Unit B OccupancyZoneName
Apartment B | constan2@illinois.edu | 2011-05-25T19:06:43 | OccupancyZoneName | B102 | Autodesk Revit MEP 2011 | IfcPropertySingleValue | n/a | Unit B OccupancyZoneName
Apartment B | constan2@illinois.edu | 2011-05-25T19:06:43 | OccupancyZoneName | B103 | Autodesk Revit MEP 2011 | IfcPropertySingleValue | n/a | Unit B OccupancyZoneName
Apartment B | constan2@illinois.edu | 2011-05-25T19:06:43 | OccupancyZoneName | B104 | Autodesk Revit MEP 2011 | IfcPropertySingleValue | n/a | Unit B OccupancyZoneName
Apartment B | constan2@illinois.edu | 2011-05-25T19:06:43 | OccupancyZoneName | B105 | Autodesk Revit MEP 2011 | IfcPropertySingleValue | n/a | Unit B OccupancyZoneName
Apartment B | constan2@illinois.edu | 2011-05-25T19:06:43 | OccupancyZoneName | B201 | Autodesk Revit MEP 2011 | IfcPropertySingleValue | n/a | Unit B OccupancyZoneName
Apartment B | constan2@illinois.edu | 2011-05-25T19:06:43 | OccupancyZoneName | B202 | Autodesk Revit MEP 2011 | IfcPropertySingleValue | n/a | Unit B OccupancyZoneName
Apartment B | constan2@illinois.edu | 2011-05-25T19:06:43 | OccupancyZoneName | B203 | Autodesk Revit MEP 2011 | IfcPropertySingleValue | n/a | Unit B OccupancyZoneName
Apartment B | constan2@illinois.edu | 2011-05-25T19:06:43 | OccupancyZoneName | B204 | Autodesk Revit MEP 2011 | IfcPropertySingleValue | n/a | Unit B OccupancyZoneName
Apartment B | constan2@illinois.edu | 2011-05-25T19:06:43 | OccupancyZoneName | B205 | Autodesk Revit MEP 2011 | IfcPropertySingleValue | n/a | Unit B OccupancyZoneName

## Type
Name | CreatedBy | CreatedOn | Category | Description | AssetType | Manufacturer | ModelNumber | WarrantyGuarantorParts | WarrantyDurationParts | WarrantyGuarantorLabor | WarrantyDurationLabor | WarrantyDurationUnit | ExtSystem | ExtObject | ExtIdentifier | ReplacementCost | ExpectedLife | DurationUnit | WarrantyDescription | NominalLength | NominalWidth | NominalHeight | ModelReference | Shape | Size | Color | Finish | Grade | Material | Constituents | Features | AccessibilityPerformance | CodePerformance | SustainabilityPerformance
Appliance - Microwave | constan2@illinois.edu | 2011-05-25T19:06:43 | 23-40 40 14 17: Food Cooking Equipment | Microwave:760 x 400 x 450mm | Moveable | sales@samsung.com | SMH9187B | sales@samsung.com | 1 | sales@samsung.com | 1 | year | Autodesk Revit MEP 2011 | IfcElectricApplianceType | 0BXZ22CoT4Qw2YCiUW32ZC | n/a | 10 | year | n/a | 0.394 | 0.762 | 0.254 | n/a | Rectangular | 0.05097 m3 | Black | n/a | n/a | n/a | n/a | n/a | n/a | n/a | n/a
Appliance - Range | constan2@illinois.edu | 2011-05-25T19:06:43 | 23-40 40 14 17 17: Ranges | Range - 760 x 650mm | Fixed | sales@samsung.com | FTQ387LWGZ | sales@samsung.com | 5 | sales@samsung.com | 5 | year | Autodesk Revit MEP 2011 | IfcElectricApplianceType | 1K7eM1Qof1dOc9$mY9I4oc | n/a | 15 | year | n/a | 0 | 0 | 0 | n/a | n/a | 0 | n/a | n/a | n/a | n/a | n/a | n/a | n/a | n/a | n/a
Appliance - Refrigerator | constan2@illinois.edu | 2011-05-25T19:06:43 | 23-40 40 11 11 11: Refrigerators | Refrigerator:850 x 760mm:850 x 760mm | Fixed | salesrep@whirlpool.com | ED5DHEXWQ | warranty@whirlpool.com | 1 | warranty@whirlpool.com | 1 | year | Autodesk Revit MEP 2011 | IfcElectricApplianceType | 1K7eM1Qof1dOc9$mY9I4Ci | n/a | 20 | year | n/a | 0.863 | 0.902 | 1.772 | n/a | Rectangular | 0.707921 m3 | White | n/a | n/a | n/a | n/a | n/a | n/a | n/a | n/a
Bath/Shower | constan2@illinois.edu | 2011-05-25T19:06:43 | 23-45 05 14 21 11: Bath/Shower Units | Bath Tub:1525 mmx760 mm - Private:1525 mmx760 mm | Fixed | sales@kholer.com | K1121 | warranty@kholer.com | 1 | warranty@kholer.com | 1 | year | Autodesk Revit MEP 2011 | IfcSanitaryTerminalType | 2h405XijT83A$BX7w5ki4w | 918 | 15 | year | n/a | 1.524 | 0.762 | 0.483 | n/a | n/a | 0.226 m3 | White | n/a | n/a | Acrylic | n/a | n/a | n/a | ADA. ICC/ANSI A117.1. ASME A112.19.7M ANSI Z124.1.2 CSA B45.0 CSA B45.5 ASTM E162 ASTM E662 UL 1795 | n/a
Boiler | constan2@illinois.edu | 2011-05-25T19:06:43 | 23-75 10 11 14: Hot Water Heat Generators | Hot Water Boiler - 59-440 kW:147 kW | Fixed | service@vokera.co.uk | 28HE | service@vokera.co.uk | 2 | service@vokera.co.uk | 2 | year | Autodesk Revit MEP 2011 | IfcBoilerType | 10k69mF8j4eeUjUpzCXCG7 | n/a | 2 | year | n/a | 0 | 0 | 0 | n/a | n/a | 0 | n/a | n/a | n/a | n/a | n/a | n/a | n/a | n/a | n/a
Cabinet Type A | constan2@illinois.edu | 2011-05-25T18:09:19 | 23-40 35 17 47 11: Kitchen Casework | Base Cabinet-Double Door & 2 Drawer:1000mm:1000mm | Fixed | info@merillatbusiness.com | SB 36 | claim@warrantycorp.com | 10 | claim@warrantycorp.com | 1 | year | Autodesk Revit Architecture 2011 | IfcFurnitureType | 0wkEuT1wr1kOyafLY4v$qt | n/a | 10 | year | n/a | 0 | 0 | 0 | n/a | n/a | 0 | n/a | n/a | n/a | n/a | n/a | n/a | n/a | n/a | n/a
Cabinet Type B | constan2@illinois.edu | 2011-05-25T18:09:19 | 23-40 35 17 47 11: Kitchen Casework | Tall Cabinet-Single Door(2):800 mm | Fixed | info@merillatbusiness.com | Standard Merillat | info@merillatbusiness.com | 1 | info@merillatbusiness.com | 1 | year | Autodesk Revit Architecture 2011 | IfcFurnitureType | 0wkEuT1wr1kOyafLY4vyuY | n/a | 1 | year | n/a | 0 | 0 | 0 | n/a | n/a | 0 | n/a | n/a | n/a | n/a | n/a | n/a | n/a | n/a | n/a
Cabinet Type C | constan2@illinois.edu | 2011-05-25T18:09:19 | 23-40 35 17 47 14: Bathroom Casework | Vanity Cabinet-Double Door Sink Unit:450 x 450 mm | Fixed | sales@kholer.com | K-2413 | sales@kholer.com | 10 | parts@kholer.com | 10 | year | Autodesk Revit Architecture 2011 | IfcFurnitureType | 2gRXFgjRn2HPE$YoDLX0$a | n/a | 10 | year | n/a | 0.546 | 0.546 | 0.851 | n/a | Rectangular | 0 | F41 | Westwood | n/a | n/a | n/a | n/a | n/a | n/a | n/a
Cabinet Type D | constan2@illinois.edu | 2011-05-25T18:09:19 | 23-40 35 17 47 14: Bathroom Casework | Vanity Cabinet-Double Door Sink Unit:650 x 450 mm | Fixed | sales@kholer.com | K-2413 | sales@kholer.com | 10 | parts@kholer.com | 10 | year | Autodesk Revit Architecture 2011 | IfcFurnitureType | 2gRXFgjRn2HPE$YoDLX0tW | n/a | n/a | year | n/a | 0.61 | 0.61 | 0.851 | n/a | Rectangular | 0 | F41 | Westwood | n/a | n/a | n/a | n/a | n/a | n/a | n/a
Cabinet Type E | constan2@illinois.edu | 2011-05-25T18:09:19 | 23-40 35 17 47 11: Kitchen Casework | Upper Cabinet-Double Door & 2 Drawer:1000 mm:1000 mm | Fixed | info@merillatbusiness.com | SB 36 | claim@warrantycorp.com | 10 | claim@warrantycorp.com | 1 | year | Autodesk Revit Architecture 2011 | IfcFurnitureType | 0iEHWY1$XA8eQeeULq4jRb | n/a | 10 | year | n/a | 0 | 0 | 0 | n/a | n/a | 0 | n/a | n/a | n/a | n/a | n/a | n/a | n/a | n/a | n/a
Counter Top | constan2@illinois.edu | 2011-05-25T18:09:19 | 23-40 35 17 47 11: Kitchen Casework | Counter Top - 600mm Depth | Fixed | customercare@lowes.com | 472452114 | customercare@lowes.com | 1 | customercare@lowes.com | 1 | year | Autodesk Revit Architecture 2011 | IfcFurnitureType | 3gitB6$NLAKweiR$I8cy2i | n/a | 15 | year | n/a | 1.219 | 0.634 | 0 | n/a | Rectangular | 0 | Milano Amber | Laminate | n/a | n/a | n/a | n/a | n/a | n/a | n/a
Door Type A | constan2@illinois.edu | 2011-05-25T18:09:19 | 23-30 10: Doors | Single-Flush:0762 x 2032mm | Fixed | sales@jeldwen.com | Atherton 6'8" Smooth | warranty@jeldwen.com | 10 | warranty@jeldwen.com | 10 | year | Autodesk Revit Architecture 2011 | IfcDoorStyle | 2S67XPaW1CHg1jrMmPps_z | n/a | 10 | year | n/a | 0 | 0 | 0 | n/a | n/a | 0 | n/a | n/a | n/a | n/a | n/a | n/a | n/a | n/a | n/a
Door Type B | constan2@illinois.edu | 2011-05-25T18:09:19 | 23-30 10: Doors | Single-Glass 1:0813 x 2420mm | Fixed | info@marvinwindowsdoors.com | Clad Sliding Patio Door | info@marvinwindowsdoors.com | 10 | info@marvinwindowsdoors.com | 10 | year | Autodesk Revit Architecture 2011 | IfcDoorStyle | 0pB8AT2hfEtQhuGzBhCesc | n/a | 10 | year | n/a | 0 | 0 | 0 | n/a | n/a | 0 | n/a | n/a | n/a | n/a | n/a | n/a | n/a | n/a | n/a
Door Type C | constan2@illinois.edu | 2011-05-25T18:09:19 | 23-30 10: Doors | Single-Flush:0864 x 2032mm | Fixed | sales@jeldwen.com | Design-Pro Flush | warranty@jeldwen.com | 10 | warranty@jeldwen.com | 10 | year | Autodesk Revit Architecture 2011 | IfcDoorStyle | 3HoP2o48vFlPEmd6lsQCdI | n/a | 10 | year | n/a | 0 | 0 | 0 | n/a | n/a | 0 | n/a | n/a | n/a | n/a | n/a | n/a | n/a | n/a | n/a
Door Type D | constan2@illinois.edu | 2011-05-25T18:09:19 | 23-30 10: Doors | Single-Flush:1250mm x 2010mm | Fixed | sales@anderson.com | Standard G01 | sales@anderson.com | 10 | sales@anderson.com | 10 | year | Autodesk Revit Architecture 2011 | IfcDoorStyle | 28VDfyq51BtxN68z6Brpvs | n/a | 10 | year | n/a | 1.25 | 0 | 2.01 | n/a | Rectangular | 0 | Terraton | Painted | n/a | Wood | n/a | n/a | n/a | n/a | n/a
Duplex Receptacle | constan2@illinois.edu | 2011-09-08 12:00 | 23-80 50 11 11: Receptacle Terminal Units | Duplex Receptacle | Fixed | salesrep@legrand.com | PT5362LA | warranty@legrand.com | 1 | warranty@legrand.com | 0 | Year | Autodesk Revit MEP 2011 | IfcElectricApplianceType | 1K7eM1Qof1dOc9$mY9I4CF | n/a | 0 | year | n/a | 0.015875 | 0.0381 | 0.83337 | PT5362LA | Traditional | 0 | Light Almond; Other Options: Ivory (PT5362I), White (PT5362W), Brown (PT5362), Gray (PT5362GRY), Black (PT5362BK), Red (PT5362RED), Blue (PT5362BL) | Nylon | PlugTail | PVC | n/a | .036 inch thick, brass, triple-wipe power contacts for lasting retention; Plated steel wrap strap design for maximum durability and corrosion resistance; No exposed terminals create a finger safe application before, during, and after installation; Built-in connector features large brass terminal blades to ensure consistent, reliable electrical connections; Ultrasonically welded polycarbonate connector housing secures terminations and conductors in a UL Listed, finger safe housing; Crimped and welded contacts; Large brass contacts snugly terminate on device blade terminals; Pre-stripped connector leads fasten to conductors, easier than standard pigtails; Auto-ground clip assures positive ground; Isolated ground version features a plastic barrier that isolates grounding terminal from mounting strap and metal boxes. | n/a | FSUL Listed (Federal Specification WC596); UL498 | n/a
Exhaust Fan | constan2@illinois.edu | 2011-05-25T19:06:43 | 23-75 35 17 27: Centrifugal Fans | Centrifugal Fan - Rooftop - Upblast:991-1905 LPS:991-1905 | Fixed | sales@twincity.com | PCLP | warranty@twincity.com | 1 | warranty@twincity.com | 1 | year | Autodesk Revit MEP 2011 | IfcFanType | 2Rz4AOKDzDwO7k0TYgCbNX | n/a | 5 | year | n/a | 0.4 | 0.32 | 0.1825 | n/a | Rectangular | 0 | n/a | n/a | n/a | n/a | n/a | n/a | n/a | n/a | n/a
Fire Alarm | constan2@illinois.edu | 2011-05-25T19:06:43 | 23-85 30 21 11 14: Alarm Panels | UTC FIRE & SECURITY GE UTC FIRE & SECURITY GE 6001020 FTP 1000 TOUCHPAD | Fixed | sales@sears.com | 6001020 | sales@sears.com | 1 | sales@sears.com | 1 | year | Autodesk Revit MEP 2011 | IfcElectricApplianceType | 1X2juAWRHAZx7O3Qb7ibVJ | 62 | n/a | n/a | n/a | 0 | 0 | 0 | SPM2782999902 | n/a | 0 | n/a | n/a | n/a | n/a | n/a | n/a | n/a | n/a | n/a
Furniture - King Bed | constan2@illinois.edu | 2011-05-25T18:09:19 | 23-40 20 17 14 11: Beds | Bed-Standard:1981 x 2032mm - King:1981 x 2032mm - King | Moveable | sales@simmons.com | Beautyrest Classic | warranty@simmons.com | 10 | warranty@simmons.com | 10 | year | Autodesk Revit Architecture 2011 | IfcFurnitureType | 2OBrcmyk58NupXoVOHUvfz | n/a | 10 | year | n/a | 0 | 0 | 0 | n/a | Rectangular | King | n/a | n/a | n/a | n/a | n/a | n/a | n/a | n/a | n/a
Furniture - Coffee Table | constan2@illinois.edu | 2011-05-25T18:09:19 | 23-40 20 14 17 24: Coffee Tables | Table-Coffee:0915 x 1830 x 0457mm | Moveable | info@ef.com | LEGARE-OTEM-110 | info@North_American_Industries.com | 1 | info@North_American_Industries.com | 1 | year | Autodesk Revit Architecture 2011 | IfcFurnitureType | 2OBrcmyk58NupXoVOHUsk0 | n/a | 10 | year | n/a | 0 | 0 | 0 | n/a | n/a | 0 | n/a | n/a | n/a | n/a | n/a | n/a | n/a | n/a | n/a
Furniture - Queen Bed | constan2@illinois.edu | 2011-05-25T18:09:19 | 23-40 20 17 14 11: Beds | Bed-Standard:1525 x 2007mm - Queen | Moveable | sales@simmons.com | Beautyrest Classic | warranty@simmons.com | 10 | warranty@simmons.com | 10 | year | Autodesk Revit Architecture 2011 | IfcFurnitureType | 2OBrcmyk58NupXoVOHUvfp | n/a | 10 | year | n/a | 0 | 0 | 0 | n/a | Rectangular | Queen | n/a | n/a | n/a | n/a | n/a | n/a | n/a | n/a | n/a
Furniture - Side Table | constan2@illinois.edu | 2011-05-25T18:09:19 | 23-40 20 14 17 24: Coffee Tables | Table-Coffee:0610 x 0610 x 0610mm | Moveable | sales@ikea.com | Hemnes | warranty@ikea.com | 1 | warranty@ikea.com | 1 | year | Autodesk Revit Architecture 2011 | IfcFurnitureType | 2OBrcmyk58NupXoVOHUsk4 | 90 | 5 | year | n/a | 0.55 | 0.55 | 0.5 | n/a | Square | 0 | black/brown | Wood | n/a | n/a | n/a | n/a | n/a | n/a | n/a
Furniture - Sofa | constan2@illinois.edu | 2011-05-25T18:09:19 | 23-40 20 14 14 14: Settees: Sofas | Sofa:1830mm:1830mm | Moveable | info@ef.com | HANDY-LPZ3-S1-AAA82 | info@North_American_Industries.com | 1 | info@North_American_Industries.com | 1 | year | Autodesk Revit Architecture 2011 | IfcFurnitureType | 2OBrcmyk58NupXoVOHUsvk | n/a | 10 | year | n/a | 0 | 0 | 0 | n/a | n/a | 0 | n/a | n/a | n/a | n/a | n/a | n/a | n/a | n/a | n/a
Inline Pump | constan2@illinois.edu | 2011-05-25T18:09:19 | 23-60 30 21: Pumps | 3.9 LPS - 0.8 Meter Head | Fixed | sales@made-in-china.com | GDL4 | warranty@made-in-china.com | 5 | warranty@made-in-china.com | 5 | year | Autodesk Revit MEP 2011 | IfcPumpType | 13kXneVBL8egWoGKRJw4xa | n/a | 5 | year | n/a | 0 | 0 | 0 | ALDG/GDL pump | n/a | 0 | n/a | n/a | n/a | Stainless Steel | n/a | Less land area. High efficiency. Nice appearance. Light weight. Small noise at running. | n/a | n/a | n/a
Intercom | constan2@illinois.edu | 2011-05-25T19:06:43 | 23-85 50 14 21: Intercommunication Equipment | Telophone Outlet | Fixed | sales@aspire.com | 9545-4WS | warranty@aspire.com | 1 | warranty@aspire.com | 1 | year | Autodesk Revit MEP 2011 | IfcElectricApplianceType | 1l2cgO2D5FS9t6u8i4CvnC | n/a | n/a | year | n/a | 0 | 0 | 0 | n/a | n/a | 0 | n/a | n/a | n/a | n/a | n/a | n/a | n/a | n/a | n/a
Light Fixture Type A | constan2@illinois.edu | 2011-05-25T19:06:43 | 23-80 70 11: Luminaries for Internal Lighting | Sconce Light - Sphere:100W - 120V | Fixed | info@thehomedepot.com | Y32012-42 | warranty@lightingspaces.com | 2 | warranty@lightingspaces.com | 2 | year | Autodesk Revit MEP 2011 | IfcLightFixtureType | 1K7eM1Qof1dOc9$mY9I4Co | n/a | 2 | year | n/a | 0 | 0 | 0 | n/a | n/a | 0 | n/a | n/a | n/a | n/a | n/a | n/a | n/a | n/a | n/a
Light Fixture Type B | constan2@illinois.edu | 2011-05-25T19:06:43 | 23-80 70 11 11: General Luminaries: Non Directional | Pendant Light - Hemisphere:150W - 120V | Fixed | info@corbettlighting.com | Arabesque 5601 | warranty@lightingspaces.com | 5 | warranty@lightingspaces.com | 5 | year | Autodesk Revit MEP 2011 | IfcLightFixtureType | 1K7eM1Qof1dOc9$mY9I4Cs | n/a | 5 | year | n/a | 0 | 0 | 0 | n/a | n/a | 0 | n/a | n/a | n/a | n/a | n/a | n/a | n/a | n/a | n/a
Panelboard | constan2@illinois.edu | 2011-05-25T19:06:43 | 23-80 30 11 17: Distribution Boards and Control Panels | 400 A | Fixed | sales@schneiderelectric.com | NQ | warranty@schneiderelectric.com | 5 | warranty@schneiderelectric.com | 5 | year | Autodesk Revit MEP 2011 | IfcElectricApplianceType | 1K7eM1Qof1dOc9$mY9I4DL | n/a | n/a | year | n/a | 0 | 0 | 0 | n/a | Rectangular | 0 | n/a | n | n/a | n/a | n/a | n/a | n/a | NEC Article 384. NFPA 70. 2003 IBC, NFPA 5000, ASCE/SE17. NEMA PB 1 | n/a
Radiator | constan2@illinois.edu | 2011-05-25T19:06:43 | 23-75 70 17 11: Radiators | Radiator - Hosted:Radiator - 25 | Fixed | sales@stelrad.com | Stelrad Planar 400x1200 K1 | warranty@stelrad.com | 5 | warranty@stelrad.com | 5 | year | Autodesk Revit MEP 2011 | IfcHeatExchangerType | 10k69mF8j4eeUjUpzCXFY8 | n/a | 5 | year | n/a | 0 | 0 | 0 | n/a | n/a | 0 | n/a | n/a | n/a | n/a | n/a | n/a | n/a | n/a | n/a
Shower Stall | constan2@illinois.edu | 2011-05-25T19:06:43 | 23-45 05 14 21 11: Bath/Shower Units | Shower Stall - Rectangular:865 mmx815 mm | Fixed | sales@kholer.com | K705250 | warranty@kholer.com | 10 | warranty@kholer.com | 10 | year | Autodesk Revit MEP 2011 | IfcSanitaryTerminalType | 2h405XijT83A$BX7w5ki4q | n/a | 10 | year | n/a | 0 | 0 | 0 | n/a | n/a | 0 | n/a | n/a | n/a | n/a | n/a | n/a | n/a | n/a | n/a
Single Pole Switch | constan2@illinois.edu | 2011-09-08 11:23 | 23-80 50 11 14: Switches | Lighting Switches:Single Pole | Fixed | salesrep@hubbell.com | DS120I | warranty@hubbell.com | 0 | warranty@hubbell.com | 0 | year | Autodesk Revit MEP 2011 | IfcLightFixtureType | 1K7eM1Qof1dOc9$mY9I4C2 | 0 | 0 | year | n/a | 0.028448 | 0.037592 | 0.083312 | DS120I | rectangular | standard | Ivory | n/a | Decoration Series | n/a | n/a | n/a | n/a | UL/CSA | n/a
Sink Type A | constan2@illinois.edu | 2011-05-25T19:06:43 | 23-45 05 14 14: Sinks/Lavatories | Sink - Island - Single:455 mmx455 mm | Fixed | sales@kholer.com | K2952 | warranty@kholer.com | 15 | warranty@kholer.com | 15 | year | Autodesk Revit MEP 2011 | IfcSanitaryTerminalType | 2h405XijT83A$BX7w5ki4_ | n/a | 15 | year | n/a | 0.622 | 0.445 | 10 | n/a | Round | 0 | White | n/a | n/a | n/a | n/a | n/a | n/a | n/a | n/a
Sink Type B | constan2@illinois.edu | 2011-05-25T19:06:43 | 23-45 05 14 14: Sinks/Lavatories | Lavatory - Oval:535 mmx485 mm | Fixed | sales@kholer.com | K2209 | warranty@kholer.com | 15 | warranty@kholer.com | 15 | year | Autodesk Revit MEP 2011 | IfcSanitaryTerminalType | 2h405XijT83A$BX7w5ki4o | n/a | 15 | year | n/a | 0 | 0 | 0 | n/a | n/a | 0 | n/a | n/a | n/a | n/a | n/a | n/a | n/a | n/a | n/a
Sink Type C | constan2@illinois.edu | 2011-05-25T19:06:43 | 23-45 05 14 14: Sinks/Lavatories | Lavatory - Oval:650 mmx485 mm | Fixed | contact@vb.com | Loop & Friend 7180 38 xx | contact@vb.com | 20 | contact@vb.com | 20 | year | Autodesk Revit MEP 2011 | IfcSanitaryTerminalType | 2h405XijT83A$BX7w5ki4u | n/a | 20 | year | n/a | 0 | 0 | 0 | n/a | n/a | 0 | n/a | n/a | n/a | n/a | n/a | n/a | n/a | n/a | n/a
Skylight | constan2@illinois.edu | 2011-05-25T18:09:19 | 23-30 20 21 14: Roof Windows | Skylight:1180 x 1170mm | Fixed | sales@wascoproducts.com | EV3046 | fs@wascoproducts.com | 25 | fs@wascoproducts.com | 25 | year | Autodesk Revit Architecture 2011 | IfcWindowStyle | 29AJardrPBzPvPF6$RkL5e | n/a | 25 | year | n/a | 0 | 0 | 0 | n/a | n/a | 0 | n/a | n/a | n/a | n/a | n/a | n/a | n/a | n/a | n/a
Smoke Detector | constan2@illinois.edu | 2011-05-25T19:06:43 | 23-85 30 21 11 11 11: Smoke Detectors | Smoke Detector | Fixed | sales@firex.com | 4480 | warranty@firex.com | 5 | warranty@firex.com | 5 | year | Autodesk Revit MEP 2011 | IfcProtectiveDeviceType | 1l2cgO2D5FS9t6u8i4CuNa | n/a | 10 | year | n/a | 0.13 | 0.038 | 0.13 | n/a | Round | 0 | n/a | n/a | n/a | n/a | n/a | n/a | n/a | n/a | n/a
Telophone Outlet | constan2@illinois.edu | 2011-05-25T19:06:43 | 23-85 50 14: Telephone and Intercommunication Equipment | Telephone Terminal Board:TTB 300x300 | Fixed | info@sourcingmap.com | a11102000ux0062 | info@sourcingmap.com | n/a | info@sourcingmap.com | n/a | year | Autodesk Revit MEP 2011 | IfcElectricApplianceType | 1X2juAWRHAZx7O3Qb7iaeb | 8.39 | n/a | year | n/a | 0.123 | 0.037 | 0.017 | n/a | n/a | 0 | White | n/a | n/a | Metal and Plastic | n/a | 10 P Dual Row | n/a | n/a | n/a
Thermostat | constan2@illinois.edu | 2011-05-25T19:06:43 | 23-85 80 11 24: Environmental Controls | Thermostat | Fixed | sales@grainger.com | 6WU96 | sales@grainger.com | 1 | sales@grainger.com | 1 | year | Autodesk Revit MEP 2011 | IfcElectricApplianceType | 1l2cgO2D5FS9t6u8i4Cvjw | n/a | n/a | year | n/a | 0 | 0 | 0 | n/a | n/a | 0 | n/a | n/a | n/a | n/a | n/a | n/a | n/a | n/a | n/a
Toilet | constan2@illinois.edu | 2011-05-25T19:06:43 | 23-45 05 21 11 11: Water Operated Water Closets | Water Closet - Flush Tank:Private - 6.1 Lpf | Fixed | contact@vb.com | 7687 10 XX | contact@vb.com | 20 | contact@vb.com | 20 | year | Autodesk Revit MEP 2011 | IfcSanitaryTerminalType | 2h405XijT83A$BX7w5ki4r | n/a | 20 | year | n/a | 0 | 0 | 0 | n/a | n/a | 0 | n/a | n/a | n/a | n/a | n/a | n/a | n/a | n/a | n/a
Window Type A | constan2@illinois.edu | 2011-05-25T18:09:19 | 23-30 20 17 11: Fixed Windows | Fixed:2800mm x 2410mm | Fixed | sales@anderson.com | CTN30-2 | sales@anderson.com | 20 | sales@anderson.com | 20 | year | Autodesk Revit Architecture 2011 | IfcWindowStyle | 1Hp7d9GfPDLRfj2gMllatM | n/a | 20 | year | n/a | 0 | 0 | 0 | n/a | n/a | 0 | n/a | n/a | n/a | n/a | n/a | n/a | n/a | n/a | n/a
Window Type B | constan2@illinois.edu | 2011-05-25T18:09:19 | 23-30 20 17 11: Fixed Windows | Fixed:4835mm x 2420mm | Fixed | sales@anderson.com | ET8 | sales@anderson.com | 20 | sales@anderson.com | 20 | year | Autodesk Revit Architecture 2011 | IfcWindowStyle | 1Jx6Wzbs17ugoFEefHo1BC | n/a | 20 | year | n/a | 0 | 0 | 0 | n/a | n/a | 0 | n/a | n/a | n/a | n/a | n/a | n/a | n/a | n/a | n/a
Window Type C | constan2@illinois.edu | 2011-05-25T18:09:19 | 23-30 20 17 11: Fixed Windows | Fixed:750mm x 2200mm | Fixed | sales@anderson.com | P3060 | sales@anderson.com | 20 | sales@anderson.com | 20 | year | Autodesk Revit Architecture 2011 | IfcWindowStyle | 1DUB3WxH5BFQb5h$$S4JfA | n/a | 20 | year | n/a | 0 | 0 | 0 | n/a | n/a | 0 | n/a | n/a | n/a | n/a | n/a | n/a | n/a | n/a | n/a
Window Type D | constan2@illinois.edu | 2011-05-25T18:09:19 | 23-30 20 17 21 14: Casement Windows | Fixed:819mm x 759mm | Fixed | sales@anderson.com | Series A | sales@anderson.com | 10 | sales@anderson.com | 10 | year | Autodesk Revit Architecture 2011 | IfcWindowStyle | 3N9NZSp2HBSBX50KQyBDXG | n/a | 20 | year | n/a | 0.819 | 0 | 0.759 | n/a | Rectangular | 0 | n/a | n/a | n/a | n/a | n/a | n/a | n/a | n/a | n/a

## Component
Name | CreatedBy | CreatedOn | TypeName | Space | Description | ExtSystem | ExtObject | ExtIdentifier | SerialNumber | InstallationDate | WarrantyStartDate | TagNumber | BarCode | AssetIdentifier
Bath/Shower-1 | mariangelica.carrasquillo@usace.army.mil | 2011-09-27T16:15:27 | Bath/Shower | B204 | M_Bath Tub:1525 mmx760 mm - Private:1525 mmx760 mm - Private:582931 | Autodesk Revit MEP 2011 | IfcFlowTerminal | 2h405XijT83A$BX7w5ki4b | VACA689 | 2010-04-18T09:00:00 | 2010-04-18T09:00:00 | n/a | n/a | n/a
Bath/Shower-2 | mariangelica.carrasquillo@usace.army.mil | 2011-09-27T16:15:28 | Bath/Shower | A204 | M_Bath Tub:1525 mmx760 mm - Private:1525 mmx760 mm - Private:582924 | Autodesk Revit MEP 2011 | IfcFlowTerminal | 1YLPoi73z0fvdanmaXQreg | VACA690 | 2010-04-18T09:00:00 | 2010-04-18T09:00:00 | n/a | n/a | n/a
Boiler-1 | mariangelica.carrasquillo@usace.army.mil | 2011-09-27T16:15:29 | Boiler | B205 | M_Hot Water Boiler - 59-440 kW:147 kW:147 kW:557516 | Autodesk Revit MEP 2011 | IfcEnergyConversionDevice | 1jQu9wkdr0iwNuem13Fl5i | 357N82HJ | 2010-05-10T09:00:00 | 2010-05-10T09:00:01 | n/a | n/a | n/a
Boiler-2 | mariangelica.carrasquillo@usace.army.mil | 2011-09-27T16:15:30 | Boiler | A205 | M_Hot Water Boiler - 59-440 kW:147 kW:147 kW:530072 | Autodesk Revit MEP 2011 | IfcEnergyConversionDevice | 1ZpBelQPb2z91uXg6Q1dzp | 357N83HJ | 2010-05-10T09:00:00 | 2010-05-10T09:00:01 | n/a | n/a | n/a
Cabinet Type A-1 | mariangelica.carrasquillo@usace.army.mil | 2011-09-27T16:15:31 | Cabinet Type A | B103 | M_Base Cabinet-Double Door & 2 Drawer:1000mm:1000mm:159159 | Autodesk Revit Architecture 2011 | IfcFurnishingElement | 0wkEuT1wr1kOyafLY4vyMO | FGHFT685 | 2010-05-31T09:00:00 | 2010-05-31T09:00:01 | n/a | n/a | n/a
Cabinet Type A-10 | mariangelica.carrasquillo@usace.army.mil | 2011-09-27T16:15:41 | Cabinet Type A | A103 | M_Base Cabinet-Double Door & 2 Drawer:1000mm:1000mm:162487 | Autodesk Revit Architecture 2011 | IfcFurnishingElement | 2OBrcmyk58NupXoVOHUvqo | FGHFT694 | 2010-05-31T09:00:00 | 2010-05-31T09:00:01 | n/a | n/a | n/a
Cabinet Type A-11 | mariangelica.carrasquillo@usace.army.mil | 2011-09-27T16:15:42 | Cabinet Type A | A103 | M_Base Cabinet-Double Door & 2 Drawer:1000mm:1000mm:162488 | Autodesk Revit Architecture 2011 | IfcFurnishingElement | 2OBrcmyk58NupXoVOHUvqz | FGHFT695 | 2010-05-31T09:00:00 | 2010-05-31T09:00:01 | n/a | n/a | n/a
Cabinet Type A-12 | mariangelica.carrasquillo@usace.army.mil | 2011-09-27T16:15:43 | Cabinet Type A | A103 | M_Base Cabinet-Double Door & 2 Drawer:1000mm:1000mm:162489 | Autodesk Revit Architecture 2011 | IfcFurnishingElement | 2OBrcmyk58NupXoVOHUvqy | FGHFT696 | 2010-05-31T09:00:00 | 2010-05-31T09:00:01 | n/a | n/a | n/a
Cabinet Type A-13 | mariangelica.carrasquillo@usace.army.mil | 2011-09-27T16:15:44 | Cabinet Type A | A103 | M_Base Cabinet-Double Door & 2 Drawer:1000mm:1000mm:162493 | Autodesk Revit Architecture 2011 | IfcFurnishingElement | 2OBrcmyk58NupXoVOHUvqu | FGHFT697 | 2010-05-31T09:00:00 | 2010-05-31T09:00:01 | n/a | n/a | n/a
Cabinet Type A-14 | mariangelica.carrasquillo@usace.army.mil | 2011-09-27T16:15:45 | Cabinet Type A | A103 | M_Base Cabinet-Double Door & 2 Drawer:1000mm:1000mm:162495 | Autodesk Revit Architecture 2011 | IfcFurnishingElement | 2OBrcmyk58NupXoVOHUvqw | FGHFT698 | 2010-05-31T09:00:00 | 2010-05-31T09:00:01 | n/a | n/a | n/a
Cabinet Type A-15 | mariangelica.carrasquillo@usace.army.mil | 2011-09-27T16:15:46 | Cabinet Type A | A103 | M_Base Cabinet-Double Door & 2 Drawer:1000mm:1000mm:162496 | Autodesk Revit Architecture 2011 | IfcFurnishingElement | 2OBrcmyk58NupXoVOHUvr5 | FGHFT699 | 2010-05-31T09:00:00 | 2010-05-31T09:00:01 | n/a | n/a | n/a
Cabinet Type A-16 | mariangelica.carrasquillo@usace.army.mil | 2011-09-27T16:15:47 | Cabinet Type A | A103 | M_Base Cabinet-Double Door & 2 Drawer:1000mm:1000mm:162497 | Autodesk Revit Architecture 2011 | IfcFurnishingElement | 2OBrcmyk58NupXoVOHUvr4 | FGHFT700 | 2010-05-31T09:00:00 | 2010-05-31T09:00:01 | n/a | n/a | n/a
Cabinet Type A-2 | mariangelica.carrasquillo@usace.army.mil | 2011-09-27T16:15:32 | Cabinet Type A | B103 | M_Base Cabinet-Double Door & 2 Drawer:1000mm:1000mm:159262 | Autodesk Revit Architecture 2011 | IfcFurnishingElement | 0wkEuT1wr1kOyafLY4vyOn | FGHFT686 | 2010-05-31T09:00:00 | 2010-05-31T09:00:01 | n/a | n/a | n/a
Cabinet Type A-3 | mariangelica.carrasquillo@usace.army.mil | 2011-09-27T16:15:33 | Cabinet Type A | B103 | M_Base Cabinet-Double Door & 2 Drawer:1000mm:1000mm:160671 | Autodesk Revit Architecture 2011 | IfcFurnishingElement | 2OBrcmyk58NupXoVOHUvGQ | FGHFT687 | 2010-05-31T09:00:00 | 2010-05-31T09:00:01 | n/a | n/a | n/a
Cabinet Type A-4 | mariangelica.carrasquillo@usace.army.mil | 2011-09-27T16:15:34 | Cabinet Type A | B103 | M_Base Cabinet-Double Door & 2 Drawer:1000mm:1000mm:160717 | Autodesk Revit Architecture 2011 | IfcFurnishingElement | 2OBrcmyk58NupXoVOHUvH8 | FGHFT688 | 2010-05-31T09:00:00 | 2010-05-31T09:00:01 | n/a | n/a | n/a
Cabinet Type A-5 | mariangelica.carrasquillo@usace.army.mil | 2011-09-27T16:15:35 | Cabinet Type A | B103 | M_Base Cabinet-Double Door & 2 Drawer:1000mm:1000mm:162230 | Autodesk Revit Architecture 2011 | IfcFurnishingElement | 2OBrcmyk58NupXoVOHUvup | FGHFT689 | 2010-05-31T09:00:00 | 2010-05-31T09:00:01 | n/a | n/a | n/a
Cabinet Type A-6 | mariangelica.carrasquillo@usace.army.mil | 2011-09-27T16:15:36 | Cabinet Type A | B103 | M_Base Cabinet-Double Door & 2 Drawer:1000mm:1000mm:162311 | Autodesk Revit Architecture 2011 | IfcFurnishingElement | 2OBrcmyk58NupXoVOHUvs2 | FGHFT690 | 2010-05-31T09:00:00 | 2010-05-31T09:00:01 | n/a | n/a | n/a
Cabinet Type A-7 | mariangelica.carrasquillo@usace.army.mil | 2011-09-27T16:15:37 | Cabinet Type A | B103 | M_Base Cabinet-Double Door & 2 Drawer:1000mm:1000mm:162357 | Autodesk Revit Architecture 2011 | IfcFurnishingElement | 2OBrcmyk58NupXoVOHUvsm | FGHFT691 | 2010-05-31T09:00:00 | 2010-05-31T09:00:01 | n/a | n/a | n/a
Cabinet Type A-8 | mariangelica.carrasquillo@usace.army.mil | 2011-09-27T16:15:38 | Cabinet Type A | B103 | M_Base Cabinet-Double Door & 2 Drawer:1000mm:1000mm:162383 | Autodesk Revit Architecture 2011 | IfcFurnishingElement | 2OBrcmyk58NupXoVOHUvtA | FGHFT692 | 2010-05-31T09:00:00 | 2010-05-31T09:00:01 | n/a | n/a | n/a
Cabinet Type A-9 | mariangelica.carrasquillo@usace.army.mil | 2011-09-27T16:15:40 | Cabinet Type A | A103 | M_Base Cabinet-Double Door & 2 Drawer:1000mm:1000mm:162486 | Autodesk Revit Architecture 2011 | IfcFurnishingElement | 2OBrcmyk58NupXoVOHUvqp | FGHFT693 | 2010-05-31T09:00:00 | 2010-05-31T09:00:01 | n/a | n/a | n/a
Cabinet Type B-1 | mariangelica.carrasquillo@usace.army.mil | 2011-09-27T16:15:82 | Cabinet Type B | B203 | M_Tall Cabinet-Single Door(2):800 mm:800 mm:158080 | Autodesk Revit Architecture 2011 | IfcFurnishingElement | 0wkEuT1wr1kOyafLY4vy6l | 9UF4X789 | 2010-05-25T09:00:00 | 2010-05-25T09:00:01 | n/a | n/a | n/a
Cabinet Type B-2 | mariangelica.carrasquillo@usace.army.mil | 2011-09-27T16:15:83 | Cabinet Type B | B203 | M_Tall Cabinet-Single Door(2):800 mm:800 mm:158081 | Autodesk Revit Architecture 2011 | IfcFurnishingElement | 0wkEuT1wr1kOyafLY4vy6k | 9UF4X790 | 2010-05-25T09:00:00 | 2010-05-25T09:00:01 | n/a | n/a | n/a
Cabinet Type B-3 | mariangelica.carrasquillo@usace.army.mil | 2011-09-27T16:15:84 | Cabinet Type B | B202 | M_Tall Cabinet-Single Door(2):800 mm:800 mm:157200 | Autodesk Revit Architecture 2011 | IfcFurnishingElement | 0wkEuT1wr1kOyafLY4vyu$ | 9UF4X791 | 2010-05-25T09:00:00 | 2010-05-25T09:00:01 | n/a | n/a | n/a
Cabinet Type B-4 | mariangelica.carrasquillo@usace.army.mil | 2011-09-27T16:15:85 | Cabinet Type B | B202 | M_Tall Cabinet-Single Door(2):800 mm:800 mm:157607 | Autodesk Revit Architecture 2011 | IfcFurnishingElement | 0wkEuT1wr1kOyafLY4vy_8 | 9UF4X792 | 2010-05-25T09:00:00 | 2010-05-25T09:00:01 | n/a | n/a | n/a
Cabinet Type B-5 | mariangelica.carrasquillo@usace.army.mil | 2011-09-27T16:15:86 | Cabinet Type B | A203 | M_Tall Cabinet-Single Door(2):800 mm:800 mm:157950 | Autodesk Revit Architecture 2011 | IfcFurnishingElement | 0wkEuT1wr1kOyafLY4vy3H | 9UF4X793 | 2010-05-25T09:00:00 | 2010-05-25T09:00:01 | n/a | n/a | n/a
Cabinet Type B-6 | mariangelica.carrasquillo@usace.army.mil | 2011-09-27T16:15:87 | Cabinet Type B | A203 | M_Tall Cabinet-Single Door(2):800 mm:800 mm:157951 | Autodesk Revit Architecture 2011 | IfcFurnishingElement | 0wkEuT1wr1kOyafLY4vy3G | 9UF4X794 | 2010-05-25T09:00:00 | 2010-05-25T09:00:01 | n/a | n/a | n/a
Cabinet Type B-7 | mariangelica.carrasquillo@usace.army.mil | 2011-09-27T16:15:88 | Cabinet Type B | A202 | M_Tall Cabinet-Single Door(2):800 mm:800 mm:157983 | Autodesk Revit Architecture 2011 | IfcFurnishingElement | 0wkEuT1wr1kOyafLY4vy4m | 9UF4X795 | 2010-05-25T09:00:00 | 2010-05-25T09:00:01 | n/a | n/a | n/a
Cabinet Type B-8 | mariangelica.carrasquillo@usace.army.mil | 2011-09-27T16:15:89 | Cabinet Type B | A202 | M_Tall Cabinet-Single Door(2):800 mm:800 mm:157984 | Autodesk Revit Architecture 2011 | IfcFurnishingElement | 0wkEuT1wr1kOyafLY4vy4F | 9UF4X796 | 2010-05-25T09:00:00 | 2010-05-25T09:00:01 | n/a | n/a | n/a
Cabinet Type C-1 | mariangelica.carrasquillo@usace.army.mil | 2011-09-27T16:15:65 | Cabinet Type C | A104 | M_Vanity Cabinet-Double Door Sink Unit:450 x 450 mm:450 x 450 mm:205548 | Autodesk Revit Architecture 2011 | IfcFurnishingElement | 2gRXFgjRn2HPE$YoDLX0vP | 756GG67 | 2010-05-25T09:00:00 | 2010-05-25T09:00:01 | n/a | n/a | n/a
Cabinet Type D-1 | mariangelica.carrasquillo@usace.army.mil | 2011-09-27T16:15:74 | Cabinet Type D | B204 | M_Vanity Cabinet-Double Door Sink Unit:650 x 450 mm:650 x 450 mm:204934 | Autodesk Revit Architecture 2011 | IfcFurnishingElement | 2gRXFgjRn2HPE$YoDLX0mp | JK753WD654 | 2010-05-25T09:00:00 | 2010-05-25T09:00:01 | n/a | n/a | n/a
Cabinet Type D-2 | mariangelica.carrasquillo@usace.army.mil | 2011-09-27T16:15:75 | Cabinet Type D | B204 | M_Vanity Cabinet-Double Door Sink Unit:650 x 450 mm:650 x 450 mm:205239 | Autodesk Revit Architecture 2011 | IfcFurnishingElement | 2gRXFgjRn2HPE$YoDLX0q2 | JK753WD655 | 2010-05-25T09:00:00 | 2010-05-25T09:00:01 | n/a | n/a | n/a
Cabinet Type D-3 | mariangelica.carrasquillo@usace.army.mil | 2011-09-27T16:15:76 | Cabinet Type D | A204 | M_Vanity Cabinet-Double Door Sink Unit:650 x 450 mm:650 x 450 mm:205264 | Autodesk Revit Architecture 2011 | IfcFurnishingElement | 2gRXFgjRn2HPE$YoDLX0rb | JK753WD656 | 2010-05-25T09:00:00 | 2010-05-25T09:00:01 | n/a | n/a | n/a
Cabinet Type D-4 | mariangelica.carrasquillo@usace.army.mil | 2011-09-27T16:15:77 | Cabinet Type D | A204 | M_Vanity Cabinet-Double Door Sink Unit:650 x 450 mm:650 x 450 mm:205265 | Autodesk Revit Architecture 2011 | IfcFurnishingElement | 2gRXFgjRn2HPE$YoDLX0ra | JK753WD657 | 2010-05-25T09:00:00 | 2010-05-25T09:00:01 | n/a | n/a | n/a
Cabinet Type E-1 | mariangelica.carrasquillo@usace.army.mil | 2011-09-27T16:15:25 | Cabinet Type E | B103 | M_Upper Cabinet-Double Door-Wall:1000 mm:1000 mm:192153 | Autodesk Revit Architecture 2011 | IfcFurnishingElement | 0iEHWY1$XA8eQeeULq4jJA | 6JFR578K9 | 2010-06-01T09:00:00 | 2010-06-01T09:00:01 | n/a | n/a | n/a
Cabinet Type E-2 | mariangelica.carrasquillo@usace.army.mil | 2011-09-27T16:15:26 | Cabinet Type E | B103 | M_Upper Cabinet-Double Door-Wall:1000 mm:1000 mm:192331 | Autodesk Revit Architecture 2011 | IfcFurnishingElement | 0iEHWY1$XA8eQeeULq4jKO | 6JFR578K10 | 2010-06-01T09:00:00 | 2010-06-01T09:00:01 | n/a | n/a | n/a
Cabinet Type E-3 | mariangelica.carrasquillo@usace.army.mil | 2011-09-27T16:15:27 | Cabinet Type E | B103 | M_Upper Cabinet-Double Door-Wall:1000 mm:1000 mm:192508 | Autodesk Revit Architecture 2011 | IfcFurnishingElement | 0iEHWY1$XA8eQeeULq4jMl | 6JFR578K11 | 2010-06-01T09:00:00 | 2010-06-01T09:00:01 | n/a | n/a | n/a
Cabinet Type E-4 | mariangelica.carrasquillo@usace.army.mil | 2011-09-27T16:15:28 | Cabinet Type E | A103 | M_Upper Cabinet-Double Door-Wall:1000 mm:1000 mm:191401 | Autodesk Revit Architecture 2011 | IfcFurnishingElement | 0iEHWY1$XA8eQeeULq4j7w | 6JFR578K12 | 2010-06-01T09:00:00 | 2010-06-01T09:00:01 | n/a | n/a | n/a
Cabinet Type E-5 | mariangelica.carrasquillo@usace.army.mil | 2011-09-27T16:15:29 | Cabinet Type E | A103 | M_Upper Cabinet-Double Door-Wall:1000 mm:1000 mm:191557 | Autodesk Revit Architecture 2011 | IfcFurnishingElement | 0iEHWY1$XA8eQeeULq4jOM | 6JFR578K13 | 2010-06-01T09:00:00 | 2010-06-01T09:00:01 | n/a | n/a | n/a
Cabinet Type E-6 | mariangelica.carrasquillo@usace.army.mil | 2011-09-27T16:15:30 | Cabinet Type E | A103 | M_Upper Cabinet-Double Door-Wall:1000 mm:1000 mm:191680 | Autodesk Revit Architecture 2011 | IfcFurnishingElement | 0iEHWY1$XA8eQeeULq4jQJ | 6JFR578K14 | 2010-06-01T09:00:00 | 2010-06-01T09:00:01 | n/a | n/a | n/a
Cabinet Type E-7 | mariangelica.carrasquillo@usace.army.mil | 2011-09-27T16:15:39 | Cabinet Type E | B103 | M_Upper Cabinet-Double Door-Wall:1000mm:1000mm:192610 | Autodesk Revit Architecture 2011 | IfcFurnishingElement | 0iEHWY1$XA8eQeeULq4ien | 5DG678K0 | 2010-05-31T09:00:00 | 2010-05-31T09:00:01 | n/a | n/a | n/a
Cabinet Type E-8 | mariangelica.carrasquillo@usace.army.mil | 2011-09-27T16:15:48 | Cabinet Type E | A103 | M_Upper Cabinet-Double Door-Wall:1000mm:1000mm:191768 | Autodesk Revit Architecture 2011 | IfcFurnishingElement | 0iEHWY1$XA8eQeeULq4jTB | 5DG678K1 | 2010-05-31T09:00:00 | 2010-05-31T09:00:01 | n/a | n/a | n/a
Coffee Table-1 | mariangelica.carrasquillo@usace.army.mil | 2011-09-27T16:15:23 | Furniture - Coffee Table | A102 | M_Table-Coffee:0915 x 1830 x 0457mm:0915 x 1830 x 0457mm:168381 | Autodesk Revit Architecture 2011 | IfcFurnishingElement | 2OBrcmyk58NupXoVOHUtOu | GDHD765 | 2010-06-28T09:00:00 | 2010-06-28T09:00:01 | n/a | n/a | n/a
Coffee Table-2 | mariangelica.carrasquillo@usace.army.mil | 2011-09-27T16:15:24 | Furniture - Coffee Table | B102 | M_Table-Coffee:0915 x 1830 x 0457mm:0915 x 1830 x 0457mm:168031 | Autodesk Revit Architecture 2011 | IfcFurnishingElement | 2OBrcmyk58NupXoVOHUtVQ | GDHD766 | 2010-06-28T09:00:00 | 2010-06-28T09:00:01 | n/a | n/a | n/a
Counter Top-1 | mariangelica.carrasquillo@usace.army.mil | 2011-09-27T16:15:68 | Counter Top | B103 | M_Counter Top w Sink Hole:600mm Depth:600mm Depth:161165 | Autodesk Revit Architecture 2011 | IfcFurnishingElement | 2OBrcmyk58NupXoVOHUv88 | KJJU5R685 | 2010-06-03T09:00:00 | 2010-06-03T09:00:01 | n/a | n/a | n/a
Counter Top-2 | mariangelica.carrasquillo@usace.army.mil | 2011-09-27T16:15:69 | Counter Top | B103 | M_Counter Top:600mm Depth:600mm Depth:161646 | Autodesk Revit Architecture 2011 | IfcFurnishingElement | 2OBrcmyk58NupXoVOHUv3h | KJJU5R686 | 2010-06-03T09:00:00 | 2010-06-03T09:00:01 | n/a | n/a | n/a
Counter Top-3 | mariangelica.carrasquillo@usace.army.mil | 2011-09-27T16:15:70 | Counter Top | B103 | M_Counter Top:600mm Depth:600mm Depth:162231 | Autodesk Revit Architecture 2011 | IfcFurnishingElement | 2OBrcmyk58NupXoVOHUvuo | LK7Y5D55 | 2010-06-03T09:00:00 | 2010-06-03T09:00:01 | n/a | n/a | n/a
Counter Top-4 | mariangelica.carrasquillo@usace.army.mil | 2011-09-27T16:15:71 | Counter Top | A103 | M_Counter Top w Sink Hole:600mm Depth:600mm Depth:162490 | Autodesk Revit Architecture 2011 | IfcFurnishingElement | 2OBrcmyk58NupXoVOHUvq$ | LK7Y5D56 | 2010-06-03T09:00:00 | 2010-06-03T09:00:01 | n/a | n/a | n/a
Counter Top-5 | mariangelica.carrasquillo@usace.army.mil | 2011-09-27T16:15:72 | Counter Top | A103 | M_Counter Top:600mm Depth:600mm Depth:162491 | Autodesk Revit Architecture 2011 | IfcFurnishingElement | 2OBrcmyk58NupXoVOHUvq_ | LK7Y5D57 | 2010-06-03T09:00:00 | 2010-06-03T09:00:01 | n/a | n/a | n/a
Counter Top-6 | mariangelica.carrasquillo@usace.army.mil | 2011-09-27T16:15:73 | Counter Top | A103 | M_Counter Top:600mm Depth:600mm Depth:162494 | Autodesk Revit Architecture 2011 | IfcFurnishingElement | 2OBrcmyk58NupXoVOHUvqx | LK7Y5D58 | 2010-06-03T09:00:00 | 2010-06-03T09:00:01 | n/a | n/a | n/a
Door Type A-1 | mariangelica.carrasquillo@usace.army.mil | 2011-09-27T16:15:11 | Door Type A | A104, A101 | M_Single-Flush:0762 x 2032mm:0762 x 2032mm:150173 | Autodesk Revit Architecture 2011 | IfcDoor | 1hOSvn6df7F8_7GcBWlS8Z | 787MF676 | 2010-06-28T09:00:00 | 2010-06-28T09:00:01 | n/a | n/a | n/a
Door Type A-2 | mariangelica.carrasquillo@usace.army.mil | 2011-09-27T16:15:12 | Door Type A | B104, B101 | M_Single-Flush:0762 x 2032mm:0762 x 2032mm:150257 | Autodesk Revit Architecture 2011 | IfcDoor | 1hOSvn6df7F8_7GcBWlS9F | 787MF677 | 2010-06-28T09:00:00 | 2010-06-28T09:00:01 | n/a | n/a | n/a
Door Type A-3 | mariangelica.carrasquillo@usace.army.mil | 2011-09-27T16:15:13 | Door Type A | B204, B205 | M_Single-Flush:0762 x 2032mm:0762 x 2032mm:203720 | Autodesk Revit Architecture 2011 | IfcDoor | 1aj$VJZFn2TxepZUBcKp$i | 787MF678 | 2010-06-28T09:00:00 | 2010-06-28T09:00:01 | n/a | n/a | n/a
Door Type A-4 | mariangelica.carrasquillo@usace.army.mil | 2011-09-27T16:15:14 | Door Type A | A204, A205 | M_Single-Flush:0762 x 2032mm:0762 x 2032mm:204034 | Autodesk Revit Architecture 2011 | IfcDoor | 1aj$VJZFn2TxepZUBcKpac | 787MF679 | 2010-06-28T09:00:00 | 2010-06-28T09:00:01 | n/a | n/a | n/a
Door Type B-1 | mariangelica.carrasquillo@usace.army.mil | 2011-09-27T16:15:15 | Door Type B | B102 | M_Single-Glass 1:0813 x 2420mm:0813 x 2420mm:171853 | Autodesk Revit Architecture 2011 | IfcDoor | 1s1jVhK8z0pgKYcr9jt781 | 89800S907 | 2010-06-28T09:00:00 | 2010-06-28T09:00:01 | n/a | n/a | n/a
Door Type B-2 | mariangelica.carrasquillo@usace.army.mil | 2011-09-27T16:15:16 | Door Type B | A102 | M_Single-Glass 1:0813 x 2420mm:0813 x 2420mm:171975 | Autodesk Revit Architecture 2011 | IfcDoor | 1s1jVhK8z0pgKYcr9jt7AB | 89800S908 | 2010-06-28T09:00:00 | 2010-06-28T09:00:01 | n/a | n/a | n/a
Door Type C-1 | mariangelica.carrasquillo@usace.army.mil | 2011-09-27T16:15:17 | Door Type C | B201, B203 | M_Single-Flush:0864 x 2032mm:0864 x 2032mm:150378 | Autodesk Revit Architecture 2011 | IfcDoor | 1hOSvn6df7F8_7GcBWlSFK | 3489DSF57 | 2010-06-28T09:00:00 | 2010-06-28T09:00:01 | n/a | n/a | n/a
Door Type C-2 | mariangelica.carrasquillo@usace.army.mil | 2011-09-27T16:15:18 | Door Type C | A201, A203 | M_Single-Flush:0864 x 2032mm:0864 x 2032mm:150478 | Autodesk Revit Architecture 2011 | IfcDoor | 1hOSvn6df7F8_7GcBWlSDm | 3489DSF58 | 2010-06-28T09:00:00 | 2010-06-28T09:00:01 | n/a | n/a | n/a
Door Type C-3 | mariangelica.carrasquillo@usace.army.mil | 2011-09-27T16:15:19 | Door Type C | B201, B202 | M_Single-Flush:0864 x 2032mm:0864 x 2032mm:159734 | Autodesk Revit Architecture 2011 | IfcDoor | 2OBrcmyk58NupXoVOHUuXp | 3489DSF59 | 2010-06-28T09:00:00 | 2010-06-28T09:00:01 | n/a | n/a | n/a
Door Type C-4 | mariangelica.carrasquillo@usace.army.mil | 2011-09-27T16:15:20 | Door Type C | A201, A202 | M_Single-Flush:0864 x 2032mm:0864 x 2032mm:159834 | Autodesk Revit Architecture 2011 | IfcDoor | 2OBrcmyk58NupXoVOHUvVV | 3489DSF60 | 2010-06-28T09:00:00 | 2010-06-28T09:00:01 | n/a | n/a | n/a
Door Type C-5 | mariangelica.carrasquillo@usace.army.mil | 2011-09-27T16:15:21 | Door Type C | B201, B204 | M_Single-Flush:0864 x 2032mm:0864 x 2032mm:160065 | Autodesk Revit Architecture 2011 | IfcDoor | 2OBrcmyk58NupXoVOHUvR4 | 3489DSF61 | 2010-06-28T09:00:00 | 2010-06-28T09:00:01 | n/a | n/a | n/a
Door Type C-6 | mariangelica.carrasquillo@usace.army.mil | 2011-09-27T16:15:22 | Door Type C | A201, A204 | M_Single-Flush:0864 x 2032mm:0864 x 2032mm:160208 | Autodesk Revit Architecture 2011 | IfcDoor | 2OBrcmyk58NupXoVOHUvPL | 3489DSF62 | 2010-06-28T09:00:00 | 2010-06-28T09:00:01 | n/a | n/a | n/a
Door Type D-1 | mariangelica.carrasquillo@usace.army.mil | 2011-09-27T16:15:51 | Door Type D | A101 | M_Single-Flush:1250mm x 2010mm:1250mm x 2010mm:146596 | Autodesk Revit Architecture 2011 | IfcDoor | 1hOSvn6df7F8_7GcBWlRGQ | LJH796R4 | 2010-07-01T09:00:00 | 2010-07-01T09:00:01 | n/a | n/a | n/a
Door Type D-2 | mariangelica.carrasquillo@usace.army.mil | 2011-09-27T16:15:52 | Door Type D | B101 | M_Single-Flush:1250mm x 2010mm:1250mm x 2010mm:146678 | Autodesk Revit Architecture 2011 | IfcDoor | 1hOSvn6df7F8_7GcBWlRH8 | LJH796R5 | 2010-07-01T09:00:00 | 2010-07-01T09:00:01 | n/a | n/a | n/a
Duplex Receptacle-1 | mariangelica.carrasquillo@usace.army.mil | 2011-09-27T16:15:52 | Duplex Receptacle | B202 | M_Duplex Receptacle:Duplex Receptacle:Duplex Receptacle:575436 | Autodesk Revit MEP 2011 | IfcFlowTerminal | 1K7eM1Qof1dOc9$mY9I4Dk | BJFHF4567 | 2010-04-20T09:00:00 | 2010-04-20T09:00:00 | n/a | n/a | n/a
Duplex Receptacle-10 | mariangelica.carrasquillo@usace.army.mil | 2011-09-27T16:15:52 | Duplex Receptacle | B101 | M_Duplex Receptacle:Duplex Receptacle:Duplex Receptacle:575446 | Autodesk Revit MEP 2011 | IfcFlowTerminal | 1K7eM1Qof1dOc9$mY9I4Dq | BJFHF4576 | 2010-04-20T09:00:00 | 2010-04-20T09:00:00 | n/a | n/a | n/a
Duplex Receptacle-11 | mariangelica.carrasquillo@usace.army.mil | 2011-09-27T16:15:52 | Duplex Receptacle | B101 | M_Duplex Receptacle:Duplex Receptacle:Duplex Receptacle:575448 | Autodesk Revit MEP 2011 | IfcFlowTerminal | 1K7eM1Qof1dOc9$mY9I4Dw | BJFHF4577 | 2010-04-20T09:00:00 | 2010-04-20T09:00:00 | n/a | n/a | n/a
Duplex Receptacle-12 | mariangelica.carrasquillo@usace.army.mil | 2011-09-27T16:15:52 | Duplex Receptacle | B101 | M_Duplex Receptacle:Duplex Receptacle:Duplex Receptacle:575477 | Autodesk Revit MEP 2011 | IfcFlowTerminal | 1K7eM1Qof1dOc9$mY9I4DN | BJFHF4578 | 2010-04-20T09:00:00 | 2010-04-20T09:00:00 | n/a | n/a | n/a
Duplex Receptacle-13 | mariangelica.carrasquillo@usace.army.mil | 2011-09-27T16:15:52 | Duplex Receptacle | B102 | M_Duplex Receptacle:Duplex Receptacle:Duplex Receptacle:575442 | Autodesk Revit MEP 2011 | IfcFlowTerminal | 1K7eM1Qof1dOc9$mY9I4Dm | BJFHF4579 | 2010-04-20T09:00:00 | 2010-04-20T09:00:00 | n/a | n/a | n/a
Duplex Receptacle-14 | mariangelica.carrasquillo@usace.army.mil | 2011-09-27T16:15:52 | Duplex Receptacle | B102 | M_Duplex Receptacle:Duplex Receptacle:Duplex Receptacle:575444 | Autodesk Revit MEP 2011 | IfcFlowTerminal | 1K7eM1Qof1dOc9$mY9I4Ds | BJFHF4580 | 2010-04-20T09:00:00 | 2010-04-20T09:00:00 | n/a | n/a | n/a
Duplex Receptacle-15 | mariangelica.carrasquillo@usace.army.mil | 2011-09-27T16:15:52 | Duplex Receptacle | B102 | M_Duplex Receptacle:Duplex Receptacle:Duplex Receptacle:575445 | Autodesk Revit MEP 2011 | IfcFlowTerminal | 1K7eM1Qof1dOc9$mY9I4Dt | BJFHF4581 | 2010-04-20T09:00:00 | 2010-04-20T09:00:00 | n/a | n/a | n/a
Duplex Receptacle-16 | mariangelica.carrasquillo@usace.army.mil | 2011-09-27T16:15:52 | Duplex Receptacle | A103 | M_Duplex Receptacle:Duplex Receptacle:Duplex Receptacle:575464 | Autodesk Revit MEP 2011 | IfcFlowTerminal | 1K7eM1Qof1dOc9$mY9I4DA | BJFHF4582 | 2010-04-20T09:00:00 | 2010-04-20T09:00:00 | n/a | n/a | n/a
Duplex Receptacle-17 | mariangelica.carrasquillo@usace.army.mil | 2011-09-27T16:15:52 | Duplex Receptacle | A103 | M_Duplex Receptacle:Duplex Receptacle:Duplex Receptacle:575466 | Autodesk Revit MEP 2011 | IfcFlowTerminal | 1K7eM1Qof1dOc9$mY9I4D8 | BJFHF4583 | 2010-04-21T09:00:00 | 2010-04-21T09:00:00 | n/a | n/a | n/a
Duplex Receptacle-18 | mariangelica.carrasquillo@usace.army.mil | 2011-09-27T16:15:52 | Duplex Receptacle | A103 | M_Duplex Receptacle:Duplex Receptacle:Duplex Receptacle:575468 | Autodesk Revit MEP 2011 | IfcFlowTerminal | 1K7eM1Qof1dOc9$mY9I4DE | BJFHF4584 | 2010-04-21T09:00:00 | 2010-04-21T09:00:00 | n/a | n/a | n/a
Duplex Receptacle-19 | mariangelica.carrasquillo@usace.army.mil | 2011-09-27T16:15:52 | Duplex Receptacle | A103 | M_Duplex Receptacle:Duplex Receptacle:Duplex Receptacle:575495 | Autodesk Revit MEP 2011 | IfcFlowTerminal | 1K7eM1Qof1dOc9$mY9I4ob | BJFHF4585 | 2010-04-21T09:00:00 | 2010-04-21T09:00:00 | n/a | n/a | n/a
Duplex Receptacle-2 | mariangelica.carrasquillo@usace.army.mil | 2011-09-27T16:15:52 | Duplex Receptacle | B202 | M_Duplex Receptacle:Duplex Receptacle:Duplex Receptacle:575438 | Autodesk Revit MEP 2011 | IfcFlowTerminal | 1K7eM1Qof1dOc9$mY9I4Di | BJFHF4568 | 2010-04-20T09:00:00 | 2010-04-20T09:00:00 | n/a | n/a | n/a
Duplex Receptacle-20 | mariangelica.carrasquillo@usace.army.mil | 2011-09-27T16:15:52 | Duplex Receptacle | A103 | M_Duplex Receptacle:Duplex Receptacle:Duplex Receptacle:606293 | Autodesk Revit MEP 2011 | IfcFlowTerminal | 3ffkyt4A92pAkW8PI4iuU$ | BJFHF4586 | 2010-04-21T09:00:00 | 2010-04-21T09:00:00 | n/a | n/a | n/a
Duplex Receptacle-21 | mariangelica.carrasquillo@usace.army.mil | 2011-09-27T16:15:52 | Duplex Receptacle | A103 | M_Duplex Receptacle:Duplex Receptacle:Duplex Receptacle:615696 | Autodesk Revit MEP 2011 | IfcFlowTerminal | 3kSHn3rCT2Mgjzvy7hm5ie | BJFHF4587 | 2010-04-21T09:00:00 | 2010-04-21T09:00:00 | n/a | n/a | n/a
Duplex Receptacle-22 | mariangelica.carrasquillo@usace.army.mil | 2011-09-27T16:15:52 | Duplex Receptacle | B104 | M_Duplex Receptacle:Duplex Receptacle:Duplex Receptacle:575449 | Autodesk Revit MEP 2011 | IfcFlowTerminal | 1K7eM1Qof1dOc9$mY9I4Dx | BJFHF4588 | 2010-04-21T09:00:00 | 2010-04-21T09:00:00 | n/a | n/a | n/a
Duplex Receptacle-23 | mariangelica.carrasquillo@usace.army.mil | 2011-09-27T16:15:52 | Duplex Receptacle | B104 | M_Duplex Receptacle:Duplex Receptacle:Duplex Receptacle:575451 | Autodesk Revit MEP 2011 | IfcFlowTerminal | 1K7eM1Qof1dOc9$mY9I4Dv | BJFHF4589 | 2010-04-21T09:00:00 | 2010-04-21T09:00:00 | n/a | n/a | n/a
Duplex Receptacle-24 | mariangelica.carrasquillo@usace.army.mil | 2011-09-27T16:15:52 | Duplex Receptacle | A102 | M_Duplex Receptacle:Duplex Receptacle:Duplex Receptacle:575469 | Autodesk Revit MEP 2011 | IfcFlowTerminal | 1K7eM1Qof1dOc9$mY9I4DF | BJFHF4590 | 2010-04-21T09:00:00 | 2010-04-21T09:00:00 | n/a | n/a | n/a
Duplex Receptacle-25 | mariangelica.carrasquillo@usace.army.mil | 2011-09-27T16:15:52 | Duplex Receptacle | A102 | M_Duplex Receptacle:Duplex Receptacle:Duplex Receptacle:575470 | Autodesk Revit MEP 2011 | IfcFlowTerminal | 1K7eM1Qof1dOc9$mY9I4DC | BJFHF4591 | 2010-04-21T09:00:00 | 2010-04-21T09:00:00 | n/a | n/a | n/a
Duplex Receptacle-26 | mariangelica.carrasquillo@usace.army.mil | 2011-09-27T16:15:52 | Duplex Receptacle | A102 | M_Duplex Receptacle:Duplex Receptacle:Duplex Receptacle:575471 | Autodesk Revit MEP 2011 | IfcFlowTerminal | 1K7eM1Qof1dOc9$mY9I4DD | BJFHF4592 | 2010-04-21T09:00:00 | 2010-04-21T09:00:00 | n/a | n/a | n/a
Duplex Receptacle-27 | mariangelica.carrasquillo@usace.army.mil | 2011-09-27T16:15:52 | Duplex Receptacle | A101 | M_Duplex Receptacle:Duplex Receptacle:Duplex Receptacle:575473 | Autodesk Revit MEP 2011 | IfcFlowTerminal | 1K7eM1Qof1dOc9$mY9I4DJ | BJFHF4593 | 2010-04-21T09:00:00 | 2010-04-21T09:00:00 | n/a | n/a | n/a
Duplex Receptacle-28 | mariangelica.carrasquillo@usace.army.mil | 2011-09-27T16:15:52 | Duplex Receptacle | A101 | M_Duplex Receptacle:Duplex Receptacle:Duplex Receptacle:575475 | Autodesk Revit MEP 2011 | IfcFlowTerminal | 1K7eM1Qof1dOc9$mY9I4DH | BJFHF4594 | 2010-04-21T09:00:00 | 2010-04-21T09:00:00 | n/a | n/a | n/a
Duplex Receptacle-29 | mariangelica.carrasquillo@usace.army.mil | 2011-09-27T16:15:52 | Duplex Receptacle | A101 | M_Duplex Receptacle:Duplex Receptacle:Duplex Receptacle:575476 | Autodesk Revit MEP 2011 | IfcFlowTerminal | 1K7eM1Qof1dOc9$mY9I4DM | BJFHF4595 | 2010-04-21T09:00:00 | 2010-04-21T09:00:00 | n/a | n/a | n/a
Duplex Receptacle-3 | mariangelica.carrasquillo@usace.army.mil | 2011-09-27T16:15:52 | Duplex Receptacle | B202 | M_Duplex Receptacle:Duplex Receptacle:Duplex Receptacle:575439 | Autodesk Revit MEP 2011 | IfcFlowTerminal | 1K7eM1Qof1dOc9$mY9I4Dj | BJFHF4569 | 2010-04-20T09:00:00 | 2010-04-20T09:00:00 | n/a | n/a | n/a
Duplex Receptacle-30 | mariangelica.carrasquillo@usace.army.mil | 2011-09-27T16:15:52 | Duplex Receptacle | A104 | M_Duplex Receptacle:Duplex Receptacle:Duplex Receptacle:575454 | Autodesk Revit MEP 2011 | IfcFlowTerminal | 1K7eM1Qof1dOc9$mY9I4Dy | BJFHF4596 | 2010-04-21T09:00:00 | 2010-04-21T09:00:00 | n/a | n/a | n/a
Duplex Receptacle-31 | mariangelica.carrasquillo@usace.army.mil | 2011-09-27T16:15:52 | Duplex Receptacle | A104 | M_Duplex Receptacle:Duplex Receptacle:Duplex Receptacle:575456 | Autodesk Revit MEP 2011 | IfcFlowTerminal | 1K7eM1Qof1dOc9$mY9I4D2 | BJFHF4597 | 2010-04-21T09:00:00 | 2010-04-21T09:00:00 | n/a | n/a | n/a
Duplex Receptacle-32 | mariangelica.carrasquillo@usace.army.mil | 2011-09-27T16:15:52 | Duplex Receptacle | A202 | M_Duplex Receptacle:Duplex Receptacle:Duplex Receptacle:575405 | Autodesk Revit MEP 2011 | IfcFlowTerminal | 2IG0VrX6zB1x1jfqawxCAz | BJFHF4598 | 2010-04-21T09:00:00 | 2010-04-21T09:00:00 | n/a | n/a | n/a
Duplex Receptacle-33 | mariangelica.carrasquillo@usace.army.mil | 2011-09-27T16:15:52 | Duplex Receptacle | A202 | M_Duplex Receptacle:Duplex Receptacle:Duplex Receptacle:575406 | Autodesk Revit MEP 2011 | IfcFlowTerminal | 1K7eM1Qof1dOc9$mY9I4CC | BJFHF4599 | 2010-04-21T09:00:00 | 2010-04-21T09:00:00 | n/a | n/a | n/a
Duplex Receptacle-34 | mariangelica.carrasquillo@usace.army.mil | 2011-09-27T16:15:52 | Duplex Receptacle | A202 | M_Duplex Receptacle:Duplex Receptacle:Duplex Receptacle:575407 | Autodesk Revit MEP 2011 | IfcFlowTerminal | 1K7eM1Qof1dOc9$mY9I4CD | BJFHF4600 | 2010-04-21T09:00:00 | 2010-04-21T09:00:00 | n/a | n/a | n/a
Duplex Receptacle-35 | mariangelica.carrasquillo@usace.army.mil | 2011-09-27T16:15:52 | Duplex Receptacle | A202 | M_Duplex Receptacle:Duplex Receptacle:Duplex Receptacle:575409 | Autodesk Revit MEP 2011 | IfcFlowTerminal | 1K7eM1Qof1dOc9$mY9I4CJ | BJFHF4601 | 2010-04-21T09:00:00 | 2010-04-21T09:00:00 | n/a | n/a | n/a
Duplex Receptacle-36 | mariangelica.carrasquillo@usace.army.mil | 2011-09-27T16:15:52 | Duplex Receptacle | A203 | M_Duplex Receptacle:Duplex Receptacle:Duplex Receptacle:575434 | Autodesk Revit MEP 2011 | IfcFlowTerminal | 1K7eM1Qof1dOc9$mY9I4De | BJFHF4602 | 2010-04-21T09:00:00 | 2010-04-21T09:00:00 | n/a | n/a | n/a
Duplex Receptacle-37 | mariangelica.carrasquillo@usace.army.mil | 2011-09-27T16:15:52 | Duplex Receptacle | A203 | M_Duplex Receptacle:Duplex Receptacle:Duplex Receptacle:575435 | Autodesk Revit MEP 2011 | IfcFlowTerminal | 1K7eM1Qof1dOc9$mY9I4Df | BJFHF4603 | 2010-04-21T09:00:00 | 2010-04-21T09:00:00 | n/a | n/a | n/a
Duplex Receptacle-38 | mariangelica.carrasquillo@usace.army.mil | 2011-09-27T16:15:52 | Duplex Receptacle | A203 | M_Duplex Receptacle:Duplex Receptacle:Duplex Receptacle:575440 | Autodesk Revit MEP 2011 | IfcFlowTerminal | 1K7eM1Qof1dOc9$mY9I4Do | BJFHF4604 | 2010-04-21T09:00:00 | 2010-04-21T09:00:00 | n/a | n/a | n/a
Duplex Receptacle-39 | mariangelica.carrasquillo@usace.army.mil | 2011-09-27T16:15:52 | Duplex Receptacle | B204 | M_Duplex Receptacle:Duplex Receptacle:Duplex Receptacle:575419 | Autodesk Revit MEP 2011 | IfcFlowTerminal | 1K7eM1Qof1dOc9$mY9I4CP | BJFHF4605 | 2010-04-21T09:00:00 | 2010-04-21T09:00:00 | n/a | n/a | n/a
Duplex Receptacle-4 | mariangelica.carrasquillo@usace.army.mil | 2011-09-27T16:15:52 | Duplex Receptacle | B103 | M_Duplex Receptacle:Duplex Receptacle:Duplex Receptacle:575441 | Autodesk Revit MEP 2011 | IfcFlowTerminal | 1K7eM1Qof1dOc9$mY9I4Dp | BJFHF4570 | 2010-04-20T09:00:00 | 2010-04-20T09:00:00 | n/a | n/a | n/a
Duplex Receptacle-40 | mariangelica.carrasquillo@usace.army.mil | 2011-09-27T16:15:52 | Duplex Receptacle | B201 | M_Duplex Receptacle:Duplex Receptacle:Duplex Receptacle:575426 | Autodesk Revit MEP 2011 | IfcFlowTerminal | 1K7eM1Qof1dOc9$mY9I4DW | BJFHF4606 | 2010-04-21T09:00:00 | 2010-04-21T09:00:00 | n/a | n/a | n/a
Duplex Receptacle-41 | mariangelica.carrasquillo@usace.army.mil | 2011-09-27T16:15:52 | Duplex Receptacle | B201 | M_Duplex Receptacle:Duplex Receptacle:Duplex Receptacle:575428 | Autodesk Revit MEP 2011 | IfcFlowTerminal | 1K7eM1Qof1dOc9$mY9I4Dc | BJFHF4607 | 2010-04-21T09:00:00 | 2010-04-21T09:00:00 | n/a | n/a | n/a
Duplex Receptacle-42 | mariangelica.carrasquillo@usace.army.mil | 2011-09-27T16:15:52 | Duplex Receptacle | A204 | M_Duplex Receptacle:Duplex Receptacle:Duplex Receptacle:575410 | Autodesk Revit MEP 2011 | IfcFlowTerminal | 1K7eM1Qof1dOc9$mY9I4CG | BJFHF4608 | 2010-04-21T09:00:00 | 2010-04-21T09:00:00 | n/a | n/a | n/a
Duplex Receptacle-43 | mariangelica.carrasquillo@usace.army.mil | 2011-09-27T16:15:52 | Duplex Receptacle | A201 | M_Duplex Receptacle:Duplex Receptacle:Duplex Receptacle:575430 | Autodesk Revit MEP 2011 | IfcFlowTerminal | 1K7eM1Qof1dOc9$mY9I4Da | BJFHF4609 | 2010-04-21T09:00:00 | 2010-04-21T09:00:00 | n/a | n/a | n/a
Duplex Receptacle-44 | mariangelica.carrasquillo@usace.army.mil | 2011-09-27T16:15:52 | Duplex Receptacle | A201 | M_Duplex Receptacle:Duplex Receptacle:Duplex Receptacle:575432 | Autodesk Revit MEP 2011 | IfcFlowTerminal | 1K7eM1Qof1dOc9$mY9I4Dg | BJFHF4610 | 2010-04-21T09:00:00 | 2010-04-21T09:00:00 | n/a | n/a | n/a
Duplex Receptacle-45 | mariangelica.carrasquillo@usace.army.mil | 2011-09-27T16:15:52 | Duplex Receptacle | B203 | M_Duplex Receptacle:Duplex Receptacle:Duplex Receptacle:575422 | Autodesk Revit MEP 2011 | IfcFlowTerminal | 1K7eM1Qof1dOc9$mY9I4CS | BJFHF4611 | 2010-04-21T09:00:00 | 2010-04-21T09:00:00 | n/a | n/a | n/a
Duplex Receptacle-46 | mariangelica.carrasquillo@usace.army.mil | 2011-09-27T16:15:52 | Duplex Receptacle | B203 | M_Duplex Receptacle:Duplex Receptacle:Duplex Receptacle:575424 | Autodesk Revit MEP 2011 | IfcFlowTerminal | 1K7eM1Qof1dOc9$mY9I4DY | BJFHF4612 | 2010-04-21T09:00:00 | 2010-04-21T09:00:00 | n/a | n/a | n/a
Duplex Receptacle-47 | mariangelica.carrasquillo@usace.army.mil | 2011-09-27T16:15:52 | Duplex Receptacle | B203 | M_Duplex Receptacle:Duplex Receptacle:Duplex Receptacle:575425 | Autodesk Revit MEP 2011 | IfcFlowTerminal | 1K7eM1Qof1dOc9$mY9I4DZ | BJFHF4613 | 2010-04-21T09:00:00 | 2010-04-21T09:00:00 | n/a | n/a | n/a
Duplex Receptacle-5 | mariangelica.carrasquillo@usace.army.mil | 2011-09-27T16:15:52 | Duplex Receptacle | B103 | M_Duplex Receptacle:Duplex Receptacle:Duplex Receptacle:575460 | Autodesk Revit MEP 2011 | IfcFlowTerminal | 1K7eM1Qof1dOc9$mY9I4D6 | BJFHF4571 | 2010-04-20T09:00:00 | 2010-04-20T09:00:00 | n/a | n/a | n/a
Duplex Receptacle-6 | mariangelica.carrasquillo@usace.army.mil | 2011-09-27T16:15:52 | Duplex Receptacle | B103 | M_Duplex Receptacle:Duplex Receptacle:Duplex Receptacle:575462 | Autodesk Revit MEP 2011 | IfcFlowTerminal | 1K7eM1Qof1dOc9$mY9I4D4 | BJFHF4572 | 2010-04-20T09:00:00 | 2010-04-20T09:00:00 | n/a | n/a | n/a
Duplex Receptacle-7 | mariangelica.carrasquillo@usace.army.mil | 2011-09-27T16:15:52 | Duplex Receptacle | B103 | M_Duplex Receptacle:Duplex Receptacle:Duplex Receptacle:575494 | Autodesk Revit MEP 2011 | IfcFlowTerminal | 1K7eM1Qof1dOc9$mY9I4oa | BJFHF4573 | 2010-04-20T09:00:00 | 2010-04-20T09:00:00 | n/a | n/a | n/a
Duplex Receptacle-8 | mariangelica.carrasquillo@usace.army.mil | 2011-09-27T16:15:52 | Duplex Receptacle | B103 | M_Duplex Receptacle:Duplex Receptacle:Duplex Receptacle:606323 | Autodesk Revit MEP 2011 | IfcFlowTerminal | 3ffkyt4A92pAkW8PI4iuUP | BJFHF4574 | 2010-04-20T09:00:00 | 2010-04-20T09:00:00 | n/a | n/a | n/a
Duplex Receptacle-9 | mariangelica.carrasquillo@usace.army.mil | 2011-09-27T16:15:52 | Duplex Receptacle | B103 | M_Duplex Receptacle:Duplex Receptacle:Duplex Receptacle:615756 | Autodesk Revit MEP 2011 | IfcFlowTerminal | 3kSHn3rCT2Mgjzvy7hm5jq | BJFHF4575 | 2010-04-20T09:00:00 | 2010-04-20T09:00:00 | n/a | n/a | n/a
Exhaust Fan-1 | mariangelica.carrasquillo@usace.army.mil | 2011-09-27T16:15:52 | Exhaust Fan | R301 | M_Centrifugal Fan - Rooftop - Upblast:991-1905 LPS:991-1905 LPS:602113 | Autodesk Revit MEP 2011 | IfcFlowMovingDevice | 3RBA0TgZf479N6ijjYOyFM | DGRF43679 | 2010-04-20T09:00:00 | 2010-04-20T09:00:00 | n/a | n/a | n/a
Exhaust Fan-2 | mariangelica.carrasquillo@usace.army.mil | 2011-09-27T16:15:52 | Exhaust Fan | R301 | M_Centrifugal Fan - Rooftop - Upblast:991-1905 LPS:991-1905 LPS:602396 | Autodesk Revit MEP 2011 | IfcFlowMovingDevice | 1IsRfR0mPFRvgUDp4w57dD | DGRF43680 | 2010-04-20T09:00:00 | 2010-04-20T09:00:00 | n/a | n/a | n/a
Fire Alarm-1 | mariangelica.carrasquillo@usace.army.mil | 2011-09-27T16:15:52 | Fire Alarm | Site | M_Fire Alarm Control Panel:400x475:Fire Alarm Panel:617780 | Autodesk Revit MEP 2011 | IfcFlowTerminal | 2crQZN_qT6JfzoVwnn5j7r | 207ALM55 | 2010-06-17T09:00:00 | 2010-06-17T09:00:01 | n/a | n/a | n/a
Inline Pump-1 | mariangelica.carrasquillo@usace.army.mil | 2011-09-27T16:15:52 | Inline Pump | B205 | M_Inline Pump - Circulator:3.9 LPS - 0.8 Meter Head:3.9 LPS - 0.8 Meter Head:580717 | Autodesk Revit MEP 2011 | IfcFlowMovingDevice | 2$dTH4D0v6UvzO4e0uyqX5 | GDL598623 | 2010-04-18T09:00:00 | 2010-04-18T09:00:00 | n/a | n/a | n/a
Inline Pump-2 | mariangelica.carrasquillo@usace.army.mil | 2011-09-27T16:15:52 | Inline Pump | A205 | M_Inline Pump - Circulator:3.9 LPS - 0.8 Meter Head:3.9 LPS - 0.8 Meter Head:550094 | Autodesk Revit MEP 2011 | IfcFlowMovingDevice | 221cXITd58Levm6cfe2TIz | GDL598624 | 2010-04-18T09:00:00 | 2010-04-18T09:00:00 | n/a | n/a | n/a
Intercom-1 | mariangelica.carrasquillo@usace.army.mil | 2011-09-27T16:15:52 | Intercom | B202 | M_Telephone Outlet:Telophone Outlet:Telophone Outlet:612319 | Autodesk Revit MEP 2011 | IfcFlowTerminal | 1l2cgO2D5FS9t6u8i4CvtJ | MJUI5443 | 2010-06-17T09:00:00 | 2010-06-17T09:00:01 | n/a | n/a | n/a
Intercom-2 | mariangelica.carrasquillo@usace.army.mil | 2011-09-27T16:15:52 | Intercom | B103 | M_Telephone Outlet:Telophone Outlet:Telophone Outlet:611989 | Autodesk Revit MEP 2011 | IfcFlowTerminal | 1l2cgO2D5FS9t6u8i4CvoP | MJUI5444 | 2010-06-17T09:00:00 | 2010-06-17T09:00:01 | n/a | n/a | n/a
Intercom-3 | mariangelica.carrasquillo@usace.army.mil | 2011-09-27T16:15:52 | Intercom | A103 | M_Telephone Outlet:Telophone Outlet:Telophone Outlet:611904 | Autodesk Revit MEP 2011 | IfcFlowTerminal | 1pq8_0PnP2dxhiUN2win6E | MJUI5445 | 2010-06-17T09:00:00 | 2010-06-17T09:00:01 | n/a | n/a | n/a
Intercom-4 | mariangelica.carrasquillo@usace.army.mil | 2011-09-27T16:15:52 | Intercom | A202 | M_Telephone Outlet:Telophone Outlet:Telophone Outlet:612214 | Autodesk Revit MEP 2011 | IfcFlowTerminal | 1l2cgO2D5FS9t6u8i4Cvrw | MJUI5446 | 2010-06-17T09:00:00 | 2010-06-17T09:00:01 | n/a | n/a | n/a
King Bed-1 | mariangelica.carrasquillo@usace.army.mil | 2011-09-27T16:15:52 | Furniture - King Bed | B202 | M_Bed-Standard:1981 x 2032mm - King:1981 x 2032mm - King:168914 | Autodesk Revit Architecture 2011 | IfcFurnishingElement | 2OBrcmyk58NupXoVOHUtHN | BNB6533 | 2010-06-25T09:00:00 | 2010-06-25T09:00:01 | n/a | n/a | n/a
King Bed-2 | mariangelica.carrasquillo@usace.army.mil | 2011-09-27T16:15:52 | Furniture - King Bed | A202 | M_Bed-Standard:1981 x 2032mm - King:1981 x 2032mm - King:168717 | Autodesk Revit Architecture 2011 | IfcFurnishingElement | 2OBrcmyk58NupXoVOHUtI8 | BNB6534 | 2010-06-25T09:00:00 | 2010-06-25T09:00:01 | n/a | n/a | n/a
Light Fixture Type A-1 | mariangelica.carrasquillo@usace.army.mil | 2011-09-27T16:15:52 | Light Fixture Type A | B101 | M_Sconce Light - Sphere:100W - 120V:100W - 120V:575378 | Autodesk Revit MEP 2011 | IfcFlowTerminal | 1K7eM1Qof1dOc9$mY9I4Cm | LJI98231 | 2010-05-10T09:00:00 | 2010-05-10T09:00:01 | n/a | n/a | n/a
Light Fixture Type A-2 | mariangelica.carrasquillo@usace.army.mil | 2011-09-27T16:15:52 | Light Fixture Type A | B104 | M_Sconce Light - Sphere:100W - 120V:100W - 120V:575490 | Autodesk Revit MEP 2011 | IfcFlowTerminal | 1K7eM1Qof1dOc9$mY9I4oW | LJI98232 | 2010-05-10T09:00:00 | 2010-05-10T09:00:01 | n/a | n/a | n/a
Light Fixture Type A-3 | mariangelica.carrasquillo@usace.army.mil | 2011-09-27T16:15:52 | Light Fixture Type A | A101 | M_Sconce Light - Sphere:100W - 120V:100W - 120V:575376 | Autodesk Revit MEP 2011 | IfcFlowTerminal | 29iJ3Qorb7pw3KGs9fdkw3 | LJI98233 | 2010-05-10T09:00:00 | 2010-05-10T09:00:01 | n/a | n/a | n/a
Light Fixture Type A-4 | mariangelica.carrasquillo@usace.army.mil | 2011-09-27T16:15:52 | Light Fixture Type A | A104 | M_Sconce Light - Sphere:100W - 120V:100W - 120V:575488 | Autodesk Revit MEP 2011 | IfcFlowTerminal | 1K7eM1Qof1dOc9$mY9I4oY | LJI98234 | 2010-05-10T09:00:00 | 2010-05-10T09:00:01 | n/a | n/a | n/a
Light Fixture Type A-5 | mariangelica.carrasquillo@usace.army.mil | 2011-09-27T16:15:52 | Light Fixture Type A | B204 | M_Sconce Light - Sphere:100W - 120V:100W - 120V:575390 | Autodesk Revit MEP 2011 | IfcFlowTerminal | 1K7eM1Qof1dOc9$mY9I4Cy | LJI98235 | 2010-05-10T09:00:00 | 2010-05-10T09:00:01 | n/a | n/a | n/a
Light Fixture Type A-6 | mariangelica.carrasquillo@usace.army.mil | 2011-09-27T16:15:52 | Light Fixture Type A | A204 | M_Sconce Light - Sphere:100W - 120V:100W - 120V:575388 | Autodesk Revit MEP 2011 | IfcFlowTerminal | 1K7eM1Qof1dOc9$mY9I4C_ | LJI98236 | 2010-05-10T09:00:00 | 2010-05-10T09:00:01 | n/a | n/a | n/a
Light Fixture Type B-1 | mariangelica.carrasquillo@usace.army.mil | 2011-09-27T16:15:52 | Light Fixture Type B | B202 | M_Pendant Light - Hemisphere:150W - 120V:150W - 120V:575383 | Autodesk Revit MEP 2011 | IfcFlowTerminal | 1K7eM1Qof1dOc9$mY9I4Cr | SER4568 | 2010-06-22T09:00:00 | 2010-06-22T09:00:01 | n/a | n/a | n/a
Light Fixture Type B-2 | mariangelica.carrasquillo@usace.army.mil | 2011-09-27T16:15:52 | Light Fixture Type B | B102 | M_Pendant Light - Hemisphere:150W - 120V:150W - 120V:575382 | Autodesk Revit MEP 2011 | IfcFlowTerminal | 1K7eM1Qof1dOc9$mY9I4Cq | SER4569 | 2010-06-22T09:00:00 | 2010-06-22T09:00:01 | n/a | n/a | n/a
Light Fixture Type B-3 | mariangelica.carrasquillo@usace.army.mil | 2011-09-27T16:15:52 | Light Fixture Type B | A102 | M_Pendant Light - Hemisphere:150W - 120V:150W - 120V:575380 | Autodesk Revit MEP 2011 | IfcFlowTerminal | 09LXvibln0YPNmPO49mD6k | SER4570 | 2010-06-22T09:00:00 | 2010-06-22T09:00:01 | n/a | n/a | n/a
Light Fixture Type B-4 | mariangelica.carrasquillo@usace.army.mil | 2011-09-27T16:15:52 | Light Fixture Type B | A202 | M_Pendant Light - Hemisphere:150W - 120V:150W - 120V:575386 | Autodesk Revit MEP 2011 | IfcFlowTerminal | 1K7eM1Qof1dOc9$mY9I4Cu | SER4571 | 2010-06-22T09:00:00 | 2010-06-22T09:00:01 | n/a | n/a | n/a
Light Fixture Type B-5 | mariangelica.carrasquillo@usace.army.mil | 2011-09-27T16:15:52 | Light Fixture Type B | A203 | M_Pendant Light - Hemisphere:150W - 120V:150W - 120V:575385 | Autodesk Revit MEP 2011 | IfcFlowTerminal | 1K7eM1Qof1dOc9$mY9I4Cx | SER4572 | 2010-06-22T09:00:00 | 2010-06-22T09:00:01 | n/a | n/a | n/a
Light Fixture Type B-6 | mariangelica.carrasquillo@usace.army.mil | 2011-09-27T16:15:52 | Light Fixture Type B | B105 | M_Pendant Light - Hemisphere:150W - 120V:150W - 120V:575508 | Autodesk Revit MEP 2011 | IfcFlowTerminal | 1K7eM1Qof1dOc9$mY9I4os | SER4573 | 2010-06-22T09:00:00 | 2010-06-22T09:00:01 | n/a | n/a | n/a
Light Fixture Type B-7 | mariangelica.carrasquillo@usace.army.mil | 2011-09-27T16:15:52 | Light Fixture Type B | A105 | M_Pendant Light - Hemisphere:150W - 120V:150W - 120V:575505 | Autodesk Revit MEP 2011 | IfcFlowTerminal | 1K7eM1Qof1dOc9$mY9I4op | SER4574 | 2010-06-22T09:00:00 | 2010-06-22T09:00:01 | n/a | n/a | n/a
Light Fixture Type B-8 | mariangelica.carrasquillo@usace.army.mil | 2011-09-27T16:15:52 | Light Fixture Type B | B203 | M_Pendant Light - Hemisphere:150W - 120V:150W - 120V:575387 | Autodesk Revit MEP 2011 | IfcFlowTerminal | 1K7eM1Qof1dOc9$mY9I4Cv | SER4575 | 2010-06-22T09:00:00 | 2010-06-22T09:00:01 | n/a | n/a | n/a
Microwave-1 | mariangelica.carrasquillo@usace.army.mil | 2011-09-27T16:15:52 | Appliance - Microwave | B103 | M_Microwave:760 x 400 x 450mm:760 x 400 x 450mm:615600 | Autodesk Revit MEP 2011 | IfcFlowTerminal | 30wAmTVov8$h_Num9pR67y | 89756735 | 2010-06-25T09:00:00 | 2010-06-25T09:00:01 | n/a | n/a | n/a
Microwave-2 | mariangelica.carrasquillo@usace.army.mil | 2011-09-27T16:15:52 | Appliance - Microwave | A103 | M_Microwave:760 x 400 x 450mm:760 x 400 x 450mm:615603 | Autodesk Revit MEP 2011 | IfcFlowTerminal | 0BXZ22CoT4Qw2YCiUW32ZF | 89756735 | 2010-06-25T09:00:00 | 2010-06-25T09:00:01 | n/a | n/a | n/a
Panelboard-1 | mariangelica.carrasquillo@usace.army.mil | 2011-09-27T16:15:52 | Panelboard | B101 | M_Lighting and Appliance Panelboard - 208V MLO:400 A:Unit B Panelboard:575481 | Autodesk Revit MEP 2011 | IfcFlowTerminal | 1K7eM1Qof1dOc9$mY9I4DR | 125NQ5632 | 2010-06-17T09:00:00 | 2010-06-17T09:00:01 | n/a | n/a | n/a
Panelboard-2 | mariangelica.carrasquillo@usace.army.mil | 2011-09-27T16:15:52 | Panelboard | A101 | M_Lighting and Appliance Panelboard - 208V MLO:400 A:Unit A Panelboard:575479 | Autodesk Revit MEP 2011 | IfcFlowTerminal | 0dJKPQcDL7OOA9T2YsJr1q | 125NQ5633 | 2010-06-17T09:00:00 | 2010-06-17T09:00:01 | n/a | n/a | n/a
Queen Bed-1 | mariangelica.carrasquillo@usace.army.mil | 2011-09-27T16:15:52 | Furniture - Queen Bed | B203 | M_Bed-Standard:1525 x 2007mm - Queen:1525 x 2007mm - Queen:168449 | Autodesk Revit Architecture 2011 | IfcFurnishingElement | 2OBrcmyk58NupXoVOHUtM4 | KJUT66 | 2010-06-25T09:00:00 | 2010-06-25T09:00:01 | n/a | n/a | n/a
Queen Bed-2 | mariangelica.carrasquillo@usace.army.mil | 2011-09-27T16:15:52 | Furniture - Queen Bed | A203 | M_Bed-Standard:1525 x 2007mm - Queen:1525 x 2007mm - Queen:169008 | Autodesk Revit Architecture 2011 | IfcFurnishingElement | 2OBrcmyk58NupXoVOHUtEr | KJUT67 | 2010-06-25T09:00:00 | 2010-06-25T09:00:01 | n/a | n/a | n/a
Radiator-1 | mariangelica.carrasquillo@usace.army.mil | 2011-09-27T16:15:52 | Radiator | B202 | M_Radiator - Hosted:Readiator - 25:Readiator - 25:557522 | Autodesk Revit MEP 2011 | IfcEnergyConversionDevice | 1jQu9wkdr0iwNuem13Fl5o | 375405687 | 2010-05-03T09:00:00 | 2010-05-03T09:00:01 | n/a | n/a | n/a
Radiator-10 | mariangelica.carrasquillo@usace.army.mil | 2011-09-27T16:15:52 | Radiator | B201 | M_Radiator - Hosted:Readiator - 25:Readiator - 25:557519 | Autodesk Revit MEP 2011 | IfcEnergyConversionDevice | 1jQu9wkdr0iwNuem13Fl5l | 375405688 | 2010-05-03T09:00:00 | 2010-05-03T09:00:01 | n/a | n/a | n/a
Radiator-11 | mariangelica.carrasquillo@usace.army.mil | 2011-09-27T16:15:52 | Radiator | A204 | M_Radiator - Hosted:Readiator - 25:Readiator - 25:549304 | Autodesk Revit MEP 2011 | IfcEnergyConversionDevice | 0LIWuJDFbE_8GuQmuu68xn | 375405689 | 2010-05-03T09:00:00 | 2010-05-03T09:00:01 | n/a | n/a | n/a
Radiator-12 | mariangelica.carrasquillo@usace.army.mil | 2011-09-27T16:15:52 | Radiator | A201 | M_Radiator - Hosted:Readiator - 25:Readiator - 25:536357 | Autodesk Revit MEP 2011 | IfcEnergyConversionDevice | 0BnK3jR6z4peLnWdLNz6Ud | 375405690 | 2010-05-03T09:00:00 | 2010-05-03T09:00:01 | n/a | n/a | n/a
Radiator-13 | mariangelica.carrasquillo@usace.army.mil | 2011-09-27T16:15:52 | Radiator | A202 | M_Radiator - Hosted:Readiator - 25:Readiator - 25:538562 | Autodesk Revit MEP 2011 | IfcEnergyConversionDevice | 37cVMrcF54ifKYyIewWagr | 375405691 | 2010-05-03T09:00:00 | 2010-05-03T09:00:01 | n/a | n/a | n/a
Radiator-14 | mariangelica.carrasquillo@usace.army.mil | 2011-09-27T16:15:52 | Radiator | B203 | M_Radiator - Hosted:Readiator - 25:Readiator - 25:557517 | Autodesk Revit MEP 2011 | IfcEnergyConversionDevice | 1jQu9wkdr0iwNuem13Fl5j | 375405692 | 2010-05-03T09:00:00 | 2010-05-03T09:00:01 | n/a | n/a | n/a
Radiator-2 | mariangelica.carrasquillo@usace.army.mil | 2011-09-27T16:15:52 | Radiator | B101 | M_Radiator - Hosted:Readiator - 25:Readiator - 25:557524 | Autodesk Revit MEP 2011 | IfcEnergyConversionDevice | 1jQu9wkdr0iwNuem13Fl5q | 375405693 | 2010-05-03T09:00:00 | 2010-05-03T09:00:01 | n/a | n/a | n/a
Radiator-3 | mariangelica.carrasquillo@usace.army.mil | 2011-09-27T16:15:52 | Radiator | B102 | M_Radiator - Hosted:Readiator - 25:Readiator - 25:557520 | Autodesk Revit MEP 2011 | IfcEnergyConversionDevice | 1jQu9wkdr0iwNuem13Fl5m | 375405694 | 2010-05-03T09:00:00 | 2010-05-03T09:00:01 | n/a | n/a | n/a
Radiator-4 | mariangelica.carrasquillo@usace.army.mil | 2011-09-27T16:15:52 | Radiator | B104 | M_Radiator - Hosted:Readiator - 25:Readiator - 25:557620 | Autodesk Revit MEP 2011 | IfcEnergyConversionDevice | 1jQu9wkdr0iwNuem13FlAK | 375405695 | 2010-05-03T09:00:00 | 2010-05-03T09:00:01 | n/a | n/a | n/a
Radiator-5 | mariangelica.carrasquillo@usace.army.mil | 2011-09-27T16:15:52 | Radiator | A102 | M_Radiator - Hosted:Readiator - 25:Readiator - 25:536919 | Autodesk Revit MEP 2011 | IfcEnergyConversionDevice | 300Pty59r6xB$nuduvUeBQ | 375405696 | 2010-05-03T09:00:00 | 2010-05-03T09:00:01 | n/a | n/a | n/a
Radiator-6 | mariangelica.carrasquillo@usace.army.mil | 2011-09-27T16:15:52 | Radiator | A101 | M_Radiator - Hosted:Readiator - 25:Readiator - 25:538847 | Autodesk Revit MEP 2011 | IfcEnergyConversionDevice | 1Ce$bjdiv8XhtGsitreEeZ | 375405697 | 2010-05-03T09:00:00 | 2010-05-03T09:00:01 | n/a | n/a | n/a
Radiator-7 | mariangelica.carrasquillo@usace.army.mil | 2011-09-27T16:15:52 | Radiator | A104 | M_Radiator - Hosted:Readiator - 25:Readiator - 25:548240 | Autodesk Revit MEP 2011 | IfcEnergyConversionDevice | 19uVH5FVv15vAtBGL$Wezi | 375405698 | 2010-05-03T09:00:00 | 2010-05-03T09:00:01 | n/a | n/a | n/a
Radiator-8 | mariangelica.carrasquillo@usace.army.mil | 2011-09-27T16:15:52 | Radiator | A203 | M_Radiator - Hosted:Readiator - 25:Readiator - 25:535063 | Autodesk Revit MEP 2011 | IfcEnergyConversionDevice | 2W7U6tKFT4vf9lgsJlEr9H | 375405699 | 2010-05-03T09:00:00 | 2010-05-03T09:00:01 | n/a | n/a | n/a
Radiator-9 | mariangelica.carrasquillo@usace.army.mil | 2011-09-27T16:15:52 | Radiator | B204 | M_Radiator - Hosted:Readiator - 25:Readiator - 25:557628 | Autodesk Revit MEP 2011 | IfcEnergyConversionDevice | 1jQu9wkdr0iwNuem13FlAS | 375405686 | 2010-05-03T09:00:00 | 2010-05-03T09:00:01 | n/a | n/a | n/a
Range-1 | mariangelica.carrasquillo@usace.army.mil | 2011-09-27T16:15:52 | Appliance - Range | B103 | M_Range:760 x 650mm:760 x 650mm:575492 | Autodesk Revit MEP 2011 | IfcFlowTerminal | 1KqYAj00bE8PYy0bzaxy9l | 9874356 | 2010-06-25T09:00:00 | 2010-06-25T09:00:01 | n/a | n/a | n/a
Range-2 | mariangelica.carrasquillo@usace.army.mil | 2011-09-27T16:15:52 | Appliance - Range | A103 | M_Range:760 x 650mm:760 x 650mm:575493 | Autodesk Revit MEP 2011 | IfcFlowTerminal | 1K7eM1Qof1dOc9$mY9I4od | 9874356 | 2010-06-25T09:00:00 | 2010-06-25T09:00:01 | n/a | n/a | n/a
Refrigerator-1 | mariangelica.carrasquillo@usace.army.mil | 2011-09-27T16:15:52 | Appliance - Refrigerator | B103 | M_Refrigerator:850 x 760mm:850 x 760mm:575375 | Autodesk Revit MEP 2011 | IfcFlowTerminal | 1K7eM1Qof1dOc9$mY9I4Cj | DTR4019 | 2010-06-25T09:00:00 | 2010-06-25T09:00:01 | n/a | n/a | n/a
Refrigerator-2 | mariangelica.carrasquillo@usace.army.mil | 2011-09-27T16:15:52 | Appliance - Refrigerator | A103 | M_Refrigerator:850 x 760mm:850 x 760mm:575374 | Autodesk Revit MEP 2011 | IfcFlowTerminal | 2f8GAP3Wb6_RpjhBiN7Zoq | DTR4020 | 2010-06-25T09:00:00 | 2010-06-25T09:00:01 | n/a | n/a | n/a
Shower Stall-1 | mariangelica.carrasquillo@usace.army.mil | 2011-09-27T16:15:52 | Shower Stall | B104 | M_Shower Stall - Rectangular:865 mmx815 mm - Private:865 mmx815 mm - Private:582917 | Autodesk Revit MEP 2011 | IfcFlowTerminal | 2h405XijT83A$BX7w5ki4p | LJIL39955 | 2010-04-18T09:00:00 | 2010-04-18T09:00:00 | n/a | n/a | n/a
Shower Stall-2 | mariangelica.carrasquillo@usace.army.mil | 2011-09-27T16:15:52 | Shower Stall | A104 | M_Shower Stall - Rectangular:865 mmx815 mm - Private:865 mmx815 mm - Private:582914 | Autodesk Revit MEP 2011 | IfcFlowTerminal | 3YwYaskHb9bvjoDfW05AdE | LJIL39956 | 2010-04-18T09:00:00 | 2010-04-18T09:00:00 | n/a | n/a | n/a
Side Table-1 | mariangelica.carrasquillo@usace.army.mil | 2011-09-27T16:15:52 | Furniture - Side Table | B203 | M_Table-Coffee:0610 x 0610 x 0610mm:0610 x 0610 x 0610mm:206283 | Autodesk Revit Architecture 2011 | IfcFurnishingElement | 2kvhekJrnDjRw0CDkKW$UD | GH468641 | 2010-06-28T09:00:00 | 2010-06-28T09:00:01 | n/a | n/a | n/a
Side Table-2 | mariangelica.carrasquillo@usace.army.mil | 2011-09-27T16:15:52 | Furniture - Side Table | B202 | M_Table-Coffee:0610 x 0610 x 0610mm:0610 x 0610 x 0610mm:206675 | Autodesk Revit Architecture 2011 | IfcFurnishingElement | 2kvhekJrnDjRw0CDkKW$KL | GH468642 | 2010-06-28T09:00:00 | 2010-06-28T09:00:01 | n/a | n/a | n/a
Side Table-3 | mariangelica.carrasquillo@usace.army.mil | 2011-09-27T16:15:52 | Furniture - Side Table | A102 | M_Table-Coffee:0610 x 0610 x 0610mm:0610 x 0610 x 0610mm:168379 | Autodesk Revit Architecture 2011 | IfcFurnishingElement | 2OBrcmyk58NupXoVOHUtO_ | GH468643 | 2010-06-28T09:00:00 | 2010-06-28T09:00:01 | n/a | n/a | n/a
Side Table-4 | mariangelica.carrasquillo@usace.army.mil | 2011-09-27T16:15:52 | Furniture - Side Table | A102 | M_Table-Coffee:0610 x 0610 x 0610mm:0610 x 0610 x 0610mm:168380 | Autodesk Revit Architecture 2011 | IfcFurnishingElement | 2OBrcmyk58NupXoVOHUtOv | GH468644 | 2010-06-28T09:00:00 | 2010-06-28T09:00:01 | n/a | n/a | n/a
Side Table-5 | mariangelica.carrasquillo@usace.army.mil | 2011-09-27T16:15:52 | Furniture - Side Table | A203 | M_Table-Coffee:0610 x 0610 x 0610mm:0610 x 0610 x 0610mm:206876 | Autodesk Revit Architecture 2011 | IfcFurnishingElement | 2kvhekJrnDjRw0CDkKW$fQ | GH468645 | 2010-06-28T09:00:00 | 2010-06-28T09:00:01 | n/a | n/a | n/a
Side Table-6 | mariangelica.carrasquillo@usace.army.mil | 2011-09-27T16:15:52 | Furniture - Side Table | B102 | M_Table-Coffee:0610 x 0610 x 0610mm:0610 x 0610 x 0610mm:167584 | Autodesk Revit Architecture 2011 | IfcFurnishingElement | 2OBrcmyk58NupXoVOHUsab | GH468646 | 2010-06-28T09:00:00 | 2010-06-28T09:00:01 | n/a | n/a | n/a
Side Table-7 | mariangelica.carrasquillo@usace.army.mil | 2011-09-27T16:15:52 | Furniture - Side Table | B102 | M_Table-Coffee:0610 x 0610 x 0610mm:0610 x 0610 x 0610mm:167655 | Autodesk Revit Architecture 2011 | IfcFurnishingElement | 2OBrcmyk58NupXoVOHUsbY | GH468647 | 2010-06-28T09:00:00 | 2010-06-28T09:00:01 | n/a | n/a | n/a
Side Table-8 | mariangelica.carrasquillo@usace.army.mil | 2011-09-27T16:15:52 | Furniture - Side Table | A202 | M_Table-Coffee:0610 x 0610 x 0610mm:0610 x 0610 x 0610mm:206502 | Autodesk Revit Architecture 2011 | IfcFurnishingElement | 2kvhekJrnDjRw0CDkKW$JW | GH468648 | 2010-06-28T09:00:00 | 2010-06-28T09:00:01 | n/a | n/a | n/a
Single Pole Switch-1 | mariangelica.carrasquillo@usace.army.mil | 2011-09-27T16:15:52 | Single Pole Switch | B202 | M_Lighting Switches:Single Pole:Single Pole:575400 | Autodesk Revit MEP 2011 | IfcFlowTerminal | 1K7eM1Qof1dOc9$mY9I4CA | KJH984 | 2010-04-21T09:00:00 | 2010-04-21T09:00:00 | n/a | n/a | n/a
Single Pole Switch-10 | mariangelica.carrasquillo@usace.army.mil | 2011-09-27T16:15:52 | Single Pole Switch | B204 | M_Lighting Switches:Single Pole:Single Pole:575396 | Autodesk Revit MEP 2011 | IfcFlowTerminal | 1K7eM1Qof1dOc9$mY9I4C6 | KJH993 | 2010-04-22T09:00:00 | 2010-04-22T09:00:00 | n/a | n/a | n/a
Single Pole Switch-11 | mariangelica.carrasquillo@usace.army.mil | 2011-09-27T16:15:52 | Single Pole Switch | B201 | M_Lighting Switches:Single Pole:Single Pole:575510 | Autodesk Revit MEP 2011 | IfcFlowTerminal | 1K7eM1Qof1dOc9$mY9I4oq | KJH994 | 2010-04-22T09:00:00 | 2010-04-22T09:00:00 | n/a | n/a | n/a
Single Pole Switch-12 | mariangelica.carrasquillo@usace.army.mil | 2011-09-27T16:15:52 | Single Pole Switch | A204 | M_Lighting Switches:Single Pole:Single Pole:575398 | Autodesk Revit MEP 2011 | IfcFlowTerminal | 1K7eM1Qof1dOc9$mY9I4C4 | KJH995 | 2010-04-22T09:00:00 | 2010-04-22T09:00:00 | n/a | n/a | n/a
Single Pole Switch-13 | mariangelica.carrasquillo@usace.army.mil | 2011-09-27T16:15:52 | Single Pole Switch | A201 | M_Lighting Switches:Single Pole:Single Pole:575507 | Autodesk Revit MEP 2011 | IfcFlowTerminal | 1K7eM1Qof1dOc9$mY9I4on | KJH996 | 2010-04-22T09:00:00 | 2010-04-22T09:00:00 | n/a | n/a | n/a
Single Pole Switch-14 | mariangelica.carrasquillo@usace.army.mil | 2011-09-27T16:15:52 | Single Pole Switch | B203 | M_Lighting Switches:Single Pole:Single Pole:575394 | Autodesk Revit MEP 2011 | IfcFlowTerminal | 1K7eM1Qof1dOc9$mY9I4C0 | KJH997 | 2010-04-22T09:00:00 | 2010-04-22T09:00:00 | n/a | n/a | n/a
Single Pole Switch-2 | mariangelica.carrasquillo@usace.army.mil | 2011-09-27T16:15:52 | Single Pole Switch | B101 | M_Lighting Switches:Single Pole:Single Pole:575487 | Autodesk Revit MEP 2011 | IfcFlowTerminal | 1K7eM1Qof1dOc9$mY9I4DT | KJH985 | 2010-04-21T09:00:00 | 2010-04-21T09:00:00 | n/a | n/a | n/a
Single Pole Switch-3 | mariangelica.carrasquillo@usace.army.mil | 2011-09-27T16:15:52 | Single Pole Switch | B102 | M_Lighting Switches:Single Pole:Single Pole:575486 | Autodesk Revit MEP 2011 | IfcFlowTerminal | 1K7eM1Qof1dOc9$mY9I4DS | KJH986 | 2010-04-21T09:00:00 | 2010-04-21T09:00:00 | n/a | n/a | n/a
Single Pole Switch-4 | mariangelica.carrasquillo@usace.army.mil | 2011-09-27T16:15:52 | Single Pole Switch | B104 | M_Lighting Switches:Single Pole:Single Pole:575485 | Autodesk Revit MEP 2011 | IfcFlowTerminal | 1K7eM1Qof1dOc9$mY9I4DV | KJH987 | 2010-04-21T09:00:00 | 2010-04-21T09:00:00 | n/a | n/a | n/a
Single Pole Switch-5 | mariangelica.carrasquillo@usace.army.mil | 2011-09-27T16:15:52 | Single Pole Switch | A102 | M_Lighting Switches:Single Pole:Single Pole:575483 | Autodesk Revit MEP 2011 | IfcFlowTerminal | 1K7eM1Qof1dOc9$mY9I4DP | KJH988 | 2010-04-21T09:00:00 | 2010-04-21T09:00:00 | n/a | n/a | n/a
Single Pole Switch-6 | mariangelica.carrasquillo@usace.army.mil | 2011-09-27T16:15:52 | Single Pole Switch | A101 | M_Lighting Switches:Single Pole:Single Pole:575478 | Autodesk Revit MEP 2011 | IfcFlowTerminal | 1K7eM1Qof1dOc9$mY9I4DK | KJH989 | 2010-04-22T09:00:00 | 2010-04-22T09:00:00 | n/a | n/a | n/a
Single Pole Switch-7 | mariangelica.carrasquillo@usace.army.mil | 2011-09-27T16:15:52 | Single Pole Switch | A104 | M_Lighting Switches:Single Pole:Single Pole:575484 | Autodesk Revit MEP 2011 | IfcFlowTerminal | 1K7eM1Qof1dOc9$mY9I4DU | KJH990 | 2010-04-22T09:00:00 | 2010-04-22T09:00:00 | n/a | n/a | n/a
Single Pole Switch-8 | mariangelica.carrasquillo@usace.army.mil | 2011-09-27T16:15:52 | Single Pole Switch | A202 | M_Lighting Switches:Single Pole:Single Pole:575392 | Autodesk Revit MEP 2011 | IfcFlowTerminal | 1BZbxAG8L6z9EEpSZfugOW | KJH991 | 2010-04-22T09:00:00 | 2010-04-22T09:00:00 | n/a | n/a | n/a
Single Pole Switch-9 | mariangelica.carrasquillo@usace.army.mil | 2011-09-27T16:15:52 | Single Pole Switch | A203 | M_Lighting Switches:Single Pole:Single Pole:575402 | Autodesk Revit MEP 2011 | IfcFlowTerminal | 1K7eM1Qof1dOc9$mY9I4C8 | KJH992 | 2010-04-22T09:00:00 | 2010-04-22T09:00:00 | n/a | n/a | n/a
Sink Type A-1 | mariangelica.carrasquillo@usace.army.mil | 2011-09-27T16:15:52 | Sink Type A | B103 | M_Sink - Island - Single:455 mmx455 mm - Private:455 mmx455 mm - Private:582922 | Autodesk Revit MEP 2011 | IfcFlowTerminal | 2h405XijT83A$BX7w5ki4y | 974GI72 | 2010-05-26T09:00:00 | 2010-05-26T09:00:01 | n/a | n/a | n/a
Sink Type A-2 | mariangelica.carrasquillo@usace.army.mil | 2011-09-27T16:15:52 | Sink Type A | A103 | M_Sink - Island - Single:455 mmx455 mm - Private:455 mmx455 mm - Private:582920 | Autodesk Revit MEP 2011 | IfcFlowTerminal | 37TXYoMojAaPHjgvmWpTIt | 974GI73 | 2010-05-26T09:00:00 | 2010-05-26T09:00:01 | n/a | n/a | n/a
Sink Type B-1 | mariangelica.carrasquillo@usace.army.mil | 2011-09-27T16:15:52 | Sink Type B | B104 | M_Lavatory - Oval:535 mmx485 mm - Private:535 mmx485 mm - Private:582919 | Autodesk Revit MEP 2011 | IfcFlowTerminal | 2h405XijT83A$BX7w5ki4n | 7396HUJI9 | 2010-06-03T09:00:00 | 2010-06-03T09:00:01 | n/a | n/a | n/a
Sink Type B-2 | mariangelica.carrasquillo@usace.army.mil | 2011-09-27T16:15:52 | Sink Type B | A104 | M_Lavatory - Oval:535 mmx485 mm - Private:535 mmx485 mm - Private:582916 | Autodesk Revit MEP 2011 | IfcFlowTerminal | 1uhDdJFhH79efaAOyK3eAf | 7396HUJI10 | 2010-06-03T09:00:00 | 2010-06-03T09:00:01 | n/a | n/a | n/a
Sink Type C-1 | mariangelica.carrasquillo@usace.army.mil | 2011-09-27T16:15:52 | Sink Type C | B204 | M_Lavatory - Oval:650 mmx485 mm - Private:650 mmx485 mm - Private:582928 | Autodesk Revit MEP 2011 | IfcFlowTerminal | 2h405XijT83A$BX7w5ki4c | 985F46 | 2010-06-03T09:00:00 | 2010-06-03T09:00:01 | n/a | n/a | n/a
Sink Type C-2 | mariangelica.carrasquillo@usace.army.mil | 2011-09-27T16:15:52 | Sink Type C | B204 | M_Lavatory - Oval:650 mmx485 mm - Private:650 mmx485 mm - Private:582929 | Autodesk Revit MEP 2011 | IfcFlowTerminal | 2h405XijT83A$BX7w5ki4d | 985F47 | 2010-06-03T09:00:00 | 2010-06-03T09:00:01 | n/a | n/a | n/a
Sink Type C-3 | mariangelica.carrasquillo@usace.army.mil | 2011-09-27T16:15:52 | Sink Type C | A204 | M_Lavatory - Oval:650 mmx485 mm - Private:650 mmx485 mm - Private:582926 | Autodesk Revit MEP 2011 | IfcFlowTerminal | 0Pz783AEDBOhI4t6HcCeBV | 985F48 | 2010-06-03T09:00:00 | 2010-06-03T09:00:01 | n/a | n/a | n/a
Sink Type C-4 | mariangelica.carrasquillo@usace.army.mil | 2011-09-27T16:15:52 | Sink Type C | A204 | M_Lavatory - Oval:650 mmx485 mm - Private:650 mmx485 mm - Private:582927 | Autodesk Revit MEP 2011 | IfcFlowTerminal | 2h405XijT83A$BX7w5ki4v | 985F49 | 2010-06-03T09:00:00 | 2010-06-03T09:00:01 | n/a | n/a | n/a
Skylight-1 | mariangelica.carrasquillo@usace.army.mil | 2011-09-27T16:15:52 | Skylight | R301 | M_Skylight:1180 x 1170mm:1180 x 1170mm:185337 | Autodesk Revit Architecture 2011 | IfcWindow | 1Eo2$BaHX42AEkDvQQDocD | DG65677J85 | 2010-05-10T09:00:00 | 2010-05-10T09:00:01 | n/a | n/a | n/a
Skylight-2 | mariangelica.carrasquillo@usace.army.mil | 2011-09-27T16:15:52 | Skylight | R301 | M_Skylight:1180 x 1170mm:1180 x 1170mm:185718 | Autodesk Revit Architecture 2011 | IfcWindow | 1Eo2$BaHX42AEkDvQQDoy2 | DG65677J86 | 2010-05-10T09:00:00 | 2010-05-10T09:00:01 | n/a | n/a | n/a
Smoke Detector-1 | mariangelica.carrasquillo@usace.army.mil | 2011-09-27T16:15:52 | Smoke Detector | B202 | M_Smoke Detector:Smoke Detector:Smoke Detector:610426 | Autodesk Revit MEP 2011 | IfcFlowController | 1l2cgO2D5FS9t6u8i4Cvfs | 987530700 | 2010-04-22T09:00:00 | 2010-04-22T09:00:00 | n/a | n/a | n/a
Smoke Detector-2 | mariangelica.carrasquillo@usace.army.mil | 2011-09-27T16:15:52 | Smoke Detector | B101 | M_Smoke Detector:Smoke Detector:Smoke Detector:610550 | Autodesk Revit MEP 2011 | IfcFlowController | 1l2cgO2D5FS9t6u8i4Cvhw | 987530700 | 2010-04-22T09:00:00 | 2010-04-22T09:00:00 | n/a | n/a | n/a
Smoke Detector-3 | mariangelica.carrasquillo@usace.army.mil | 2011-09-27T16:15:52 | Smoke Detector | A101 | M_Smoke Detector:Smoke Detector:Smoke Detector:610280 | Autodesk Revit MEP 2011 | IfcFlowController | 1d7reBWpf0fORIZse0_foY | 987530700 | 2010-04-22T09:00:00 | 2010-04-22T09:00:00 | n/a | n/a | n/a
Smoke Detector-4 | mariangelica.carrasquillo@usace.army.mil | 2011-09-27T16:15:52 | Smoke Detector | A202 | M_Smoke Detector:Smoke Detector:Smoke Detector:610482 | Autodesk Revit MEP 2011 | IfcFlowController | 1l2cgO2D5FS9t6u8i4Cvg_ | 987530700 | 2010-04-22T09:00:00 | 2010-04-22T09:00:00 | n/a | n/a | n/a
Smoke Detector-5 | mariangelica.carrasquillo@usace.army.mil | 2011-09-27T16:15:52 | Smoke Detector | A203 | M_Smoke Detector:Smoke Detector:Smoke Detector:610319 | Autodesk Revit MEP 2011 | IfcFlowController | 1l2cgO2D5FS9t6u8i4Cve3 | 987530700 | 2010-04-22T09:00:00 | 2010-04-22T09:00:00 | n/a | n/a | n/a
Smoke Detector-6 | mariangelica.carrasquillo@usace.army.mil | 2011-09-27T16:15:52 | Smoke Detector | B203 | M_Smoke Detector:Smoke Detector:Smoke Detector:610469 | Autodesk Revit MEP 2011 | IfcFlowController | 1l2cgO2D5FS9t6u8i4Cvgf | 987530700 | 2010-04-22T09:00:00 | 2010-04-22T09:00:00 | n/a | n/a | n/a
Sofa-1 | mariangelica.carrasquillo@usace.army.mil | 2011-09-27T16:15:52 | Furniture - Sofa | A102 | M_Sofa:1830mm:1830mm:168377 | Autodesk Revit Architecture 2011 | IfcFurnishingElement | 2OBrcmyk58NupXoVOHUtOy | 54KJLJ8954 | 2010-06-25T09:00:00 | 2010-06-25T09:00:01 | n/a | n/a | n/a
Sofa-2 | mariangelica.carrasquillo@usace.army.mil | 2011-09-27T16:15:52 | Furniture - Sofa | A102 | M_Sofa:1830mm:1830mm:168378 | Autodesk Revit Architecture 2011 | IfcFurnishingElement | 2OBrcmyk58NupXoVOHUtO$ | 54KJLJ8955 | 2010-06-25T09:00:00 | 2010-06-25T09:00:01 | n/a | n/a | n/a
Sofa-3 | mariangelica.carrasquillo@usace.army.mil | 2011-09-27T16:15:52 | Furniture - Sofa | B102 | M_Sofa:1830mm:1830mm:167283 | Autodesk Revit Architecture 2011 | IfcFurnishingElement | 2OBrcmyk58NupXoVOHUshs | 54KJLJ8956 | 2010-06-25T09:00:00 | 2010-06-25T09:00:01 | n/a | n/a | n/a
Sofa-4 | mariangelica.carrasquillo@usace.army.mil | 2011-09-27T16:15:52 | Furniture - Sofa | B102 | M_Sofa:1830mm:1830mm:167426 | Autodesk Revit Architecture 2011 | IfcFurnishingElement | 2OBrcmyk58NupXoVOHUsc7 | 54KJLJ8957 | 2010-06-25T09:00:00 | 2010-06-25T09:00:01 | n/a | n/a | n/a
Telophone Outlet-1 | mariangelica.carrasquillo@usace.army.mil | 2011-09-27T16:15:52 | Telophone Outlet | Site | M_Telephone Terminal Board:TTB 300x300:TTB1:618690 | Autodesk Revit MEP 2011 | IfcFlowTerminal | 0LKhur6rD1_voREOiUHLZi | 0KD4 | 2010-06-17T09:00:00 | 2010-06-17T09:00:01 | n/a | n/a | n/a
Thermostat-1 | mariangelica.carrasquillo@usace.army.mil | 2011-09-27T16:15:52 | Thermostat | B102 | M_Thermostat:Thermostat:Thermostat:610678 | Autodesk Revit MEP 2011 | IfcDistributionControlElement | 2LxXBHLLv7BeFlYOC_wtRJ | J86T6 | 2010-06-17T09:00:00 | 2010-06-17T09:00:01 | n/a | n/a | n/a
Thermostat-2 | mariangelica.carrasquillo@usace.army.mil | 2011-09-27T16:15:52 | Thermostat | A102 | M_Thermostat:Thermostat:Thermostat:610734 | Autodesk Revit MEP 2011 | IfcDistributionControlElement | 1l2cgO2D5FS9t6u8i4CvkY | J86T7 | 2010-06-17T09:00:00 | 2010-06-17T09:00:01 | n/a | n/a | n/a
Toilet-1 | mariangelica.carrasquillo@usace.army.mil | 2011-09-27T16:15:52 | Toilet | B104 | M_Water Closet - Flush Tank:Private - 6.1 Lpf:Private - 6.1 Lpf:582918 | Autodesk Revit MEP 2011 | IfcFlowTerminal | 2h405XijT83A$BX7w5ki4m | 98R45F5 | 2010-04-18T09:00:00 | 2010-04-18T09:00:00 | n/a | n/a | n/a
Toilet-2 | mariangelica.carrasquillo@usace.army.mil | 2011-09-27T16:15:52 | Toilet | A104 | M_Water Closet - Flush Tank:Private - 6.1 Lpf:Private - 6.1 Lpf:582915 | Autodesk Revit MEP 2011 | IfcFlowTerminal | 02A38ateT5NgmAdzUlg9_5 | 98R45F6 | 2010-04-18T09:00:00 | 2010-04-18T09:00:00 | n/a | n/a | n/a
Toilet-3 | mariangelica.carrasquillo@usace.army.mil | 2011-09-27T16:15:52 | Toilet | B204 | M_Water Closet - Flush Tank:Private - 6.1 Lpf:Private - 6.1 Lpf:582930 | Autodesk Revit MEP 2011 | IfcFlowTerminal | 2h405XijT83A$BX7w5ki4a | 98R45F7 | 2010-04-18T09:00:00 | 2010-04-18T09:00:00 | n/a | n/a | n/a
Toilet-4 | mariangelica.carrasquillo@usace.army.mil | 2011-09-27T16:15:52 | Toilet | A204 | M_Water Closet - Flush Tank:Private - 6.1 Lpf:Private - 6.1 Lpf:582925 | Autodesk Revit MEP 2011 | IfcFlowTerminal | 2h405XijT83A$BX7w5ki4x | 98R45F8 | 2010-04-18T09:00:00 | 2010-04-18T09:00:00 | n/a | n/a | n/a
Window Type A-1 | mariangelica.carrasquillo@usace.army.mil | 2011-09-27T16:15:52 | Window Type A | B203 | M_Fixed:2800mm x 2410mm:2800mm x 2410mm:147686 | Autodesk Revit Architecture 2011 | IfcWindow | 1hOSvn6df7F8_7GcBWlSXO | 8765VFRE1 | 2010-03-18T09:00:00 | 2010-03-18T09:00:00 | n/a | n/a | n/a
Window Type A-2 | mariangelica.carrasquillo@usace.army.mil | 2011-09-27T16:15:52 | Window Type A | A203 | M_Fixed:2800mm x 2410mm:2800mm x 2410mm:149278 | Autodesk Revit Architecture 2011 | IfcWindow | 1hOSvn6df7F8_7GcBWlS_W | 8765VFRE2 | 2010-03-18T09:00:00 | 2010-03-18T09:00:00 | n/a | n/a | n/a
Window Type A-3 | mariangelica.carrasquillo@usace.army.mil | 2011-09-27T16:15:52 | Window Type A | B202 | M_Fixed:2800mm x 2410mm:2800mm x 2410mm:180318 | Autodesk Revit Architecture 2011 | IfcWindow | 1l0GAJtRTFv8$zmKJOH4$e | 8765VFRE3 | 2010-03-18T09:00:00 | 2010-03-18T09:00:00 | n/a | n/a | n/a
Window Type A-4 | mariangelica.carrasquillo@usace.army.mil | 2011-09-27T16:15:52 | Window Type A | A202 | M_Fixed:2800mm x 2410mm:2800mm x 2410mm:181096 | Autodesk Revit Architecture 2011 | IfcWindow | 1l0GAJtRTFv8$zmKJOH4pU | 8765VFRE4 | 2010-03-18T09:00:00 | 2010-03-18T09:00:00 | n/a | n/a | n/a
Window Type B-1 | mariangelica.carrasquillo@usace.army.mil | 2011-09-27T16:15:52 | Window Type B | B102 | M_Fixed:4835mm x 2420mm:4835mm x 2420mm:145788 | Autodesk Revit Architecture 2011 | IfcWindow | 1hOSvn6df7F8_7GcBWlR72 | JHR358FC5 | 2010-03-17T09:00:00 | 2010-03-17T09:00:00 | n/a | n/a | n/a
Window Type B-2 | mariangelica.carrasquillo@usace.army.mil | 2011-09-27T16:15:52 | Window Type B | A102 | M_Fixed:4835mm x 2420mm:4835mm x 2420mm:146016 | Autodesk Revit Architecture 2011 | IfcWindow | 1hOSvn6df7F8_7GcBWlRBU | JHR358FC6 | 2010-03-17T09:00:00 | 2010-03-17T09:00:00 | n/a | n/a | n/a
Window Type C-1 | mariangelica.carrasquillo@usace.army.mil | 2011-09-27T16:15:52 | Window Type C | B102, B103 | M_Fixed:750mm x 2200mm:750mm x 2200mm:146885 | Autodesk Revit Architecture 2011 | IfcWindow | 1hOSvn6df7F8_7GcBWlRLx | 987JT5 | 2010-03-18T09:00:00 | 2010-03-18T09:00:00 | n/a | n/a | n/a
Window Type C-2 | mariangelica.carrasquillo@usace.army.mil | 2011-09-27T16:15:52 | Window Type C | A102, A103 | M_Fixed:750mm x 2200mm:750mm x 2200mm:147051 | Autodesk Revit Architecture 2011 | IfcWindow | 1hOSvn6df7F8_7GcBWlRRL | 987JT6 | 2010-03-18T09:00:00 | 2010-03-18T09:00:00 | n/a | n/a | n/a
Window Type C-3 | mariangelica.carrasquillo@usace.army.mil | 2011-09-27T16:15:52 | Window Type C | A203 | M_Fixed:750mm x 2200mm:750mm x 2200mm:181930 | Autodesk Revit Architecture 2011 | IfcWindow | 1l0GAJtRTFv8$zmKJOH4aS | 987JT7 | 2010-03-18T09:00:00 | 2010-03-18T09:00:00 | n/a | n/a | n/a
Window Type C-4 | mariangelica.carrasquillo@usace.army.mil | 2011-09-27T16:15:52 | Window Type C | B203 | M_Fixed:750mm x 2200mm:750mm x 2200mm:182101 | Autodesk Revit Architecture 2011 | IfcWindow | 1l0GAJtRTFv8$zmKJOH4ZZ | 987JT8 | 2010-03-18T09:00:00 | 2010-03-18T09:00:00 | n/a | n/a | n/a
Window Type D-1 | mariangelica.carrasquillo@usace.army.mil | 2011-09-27T16:15:52 | Window Type D | B203 | M_Fixed:819mm x 759mm:819mm x 759mm:147994 | Autodesk Revit Architecture 2011 | IfcWindow | 1hOSvn6df7F8_7GcBWlSga | J753S45 | 2010-03-17T09:00:00 | 2010-03-17T09:00:00 | n/a | n/a | n/a
Window Type D-10 | mariangelica.carrasquillo@usace.army.mil | 2011-09-27T16:15:52 | Window Type D | A202 | M_Fixed:819mm x 759mm:819mm x 759mm:181285 | Autodesk Revit Architecture 2011 | IfcWindow | 1l0GAJtRTFv8$zmKJOH4kJ | J753S54 | 2010-03-17T09:00:00 | 2010-03-17T09:00:00 | n/a | n/a | n/a
Window Type D-11 | mariangelica.carrasquillo@usace.army.mil | 2011-09-27T16:15:52 | Window Type D | A202 | M_Casement:819mm x 759mm:819mm x 759mm:181548 | Autodesk Revit Architecture 2011 | IfcWindow | 1l0GAJtRTFv8$zmKJOH4gQ | J753S55 | 2010-03-17T09:00:00 | 2010-03-17T09:00:00 | n/a | n/a | n/a
Window Type D-12 | mariangelica.carrasquillo@usace.army.mil | 2011-09-27T16:15:52 | Window Type D | A202 | M_Fixed:819mm x 759mm:819mm x 759mm:181583 | Autodesk Revit Architecture 2011 | IfcWindow | 1l0GAJtRTFv8$zmKJOH4hv | J753S56 | 2010-03-17T09:00:00 | 2010-03-17T09:00:00 | n/a | n/a | n/a
Window Type D-2 | mariangelica.carrasquillo@usace.army.mil | 2011-09-27T16:15:52 | Window Type D | B203 | M_Casement:819mm x 759mm:819mm x 759mm:148607 | Autodesk Revit Architecture 2011 | IfcWindow | 1hOSvn6df7F8_7GcBWlSp1 | J753S46 | 2010-03-17T09:00:00 | 2010-03-17T09:00:00 | n/a | n/a | n/a
Window Type D-3 | mariangelica.carrasquillo@usace.army.mil | 2011-09-27T16:15:52 | Window Type D | B203 | M_Fixed:819mm x 759mm:819mm x 759mm:148722 | Autodesk Revit Architecture 2011 | IfcWindow | 1hOSvn6df7F8_7GcBWlSnC | J753S47 | 2010-03-17T09:00:00 | 2010-03-17T09:00:00 | n/a | n/a | n/a
Window Type D-4 | mariangelica.carrasquillo@usace.army.mil | 2011-09-27T16:15:52 | Window Type D | A203 | M_Fixed:819mm x 759mm:819mm x 759mm:149537 | Autodesk Revit Architecture 2011 | IfcWindow | 1hOSvn6df7F8_7GcBWlS2V | J753S48 | 2010-03-17T09:00:00 | 2010-03-17T09:00:00 | n/a | n/a | n/a
Window Type D-5 | mariangelica.carrasquillo@usace.army.mil | 2011-09-27T16:15:52 | Window Type D | A203 | M_Casement:819mm x 759mm:819mm x 759mm:149736 | Autodesk Revit Architecture 2011 | IfcWindow | 1hOSvn6df7F8_7GcBWlS1M | J753S49 | 2010-03-17T09:00:00 | 2010-03-17T09:00:00 | n/a | n/a | n/a
Window Type D-6 | mariangelica.carrasquillo@usace.army.mil | 2011-09-27T16:15:52 | Window Type D | A203 | M_Fixed:819mm x 759mm:819mm x 759mm:149924 | Autodesk Revit Architecture 2011 | IfcWindow | 1hOSvn6df7F8_7GcBWlS4Q | J753S50 | 2010-03-17T09:00:00 | 2010-03-17T09:00:00 | n/a | n/a | n/a
Window Type D-7 | mariangelica.carrasquillo@usace.army.mil | 2011-09-27T16:15:52 | Window Type D | B202 | M_Fixed:819mm x 759mm:819mm x 759mm:180663 | Autodesk Revit Architecture 2011 | IfcWindow | 1l0GAJtRTFv8$zmKJOH4u1 | J753S51 | 2010-03-17T09:00:00 | 2010-03-17T09:00:00 | n/a | n/a | n/a
Window Type D-8 | mariangelica.carrasquillo@usace.army.mil | 2011-09-27T16:15:52 | Window Type D | B202 | M_Fixed:819mm x 759mm:819mm x 759mm:180864 | Autodesk Revit Architecture 2011 | IfcWindow | 1l0GAJtRTFv8$zmKJOH4qs | J753S52 | 2010-03-17T09:00:00 | 2010-03-17T09:00:00 | n/a | n/a | n/a
Window Type D-9 | mariangelica.carrasquillo@usace.army.mil | 2011-09-27T16:15:52 | Window Type D | B202 | M_Casement:819mm x 759mm:819mm x 759mm:180994 | Autodesk Revit Architecture 2011 | IfcWindow | 1l0GAJtRTFv8$zmKJOH4oq | J753S53 | 2010-03-17T09:00:00 | 2010-03-17T09:00:00 | n/a | n/a | n/a

## System
Name | CreatedBy | CreatedOn | Category | ComponentNames | ExtSystem | ExtObject | ExtIdentifier | Description
Apartment A Plumbing | constan2@illinois.edu | 2011-05-25T19:06:43 | 21-51 31 11: Water for Single Facility | Shower Stall-1 | Autodesk Revit MEP 2011 | IfcPropertySingleValue | n/a | n/a
Apartment A Plumbing | constan2@illinois.edu | 2011-05-25T19:06:43 | 21-51 31 11: Water for Single Facility | Sink Type A-1 | Autodesk Revit MEP 2011 | IfcPropertySingleValue | n/a | n/a
Apartment A Plumbing | constan2@illinois.edu | 2011-05-25T19:06:43 | 21-51 31 11: Water for Single Facility | Sink Type B-1 | Autodesk Revit MEP 2011 | IfcPropertySingleValue | n/a | n/a
Apartment A Plumbing | constan2@illinois.edu | 2011-05-25T19:06:43 | 21-51 31 11: Water for Single Facility | Sink Type C-1 | Autodesk Revit MEP 2011 | IfcPropertySingleValue | n/a | n/a
Apartment A Plumbing | constan2@illinois.edu | 2011-05-25T19:06:43 | 21-51 31 11: Water for Single Facility | Sink Type C-2 | Autodesk Revit MEP 2011 | IfcPropertySingleValue | n/a | n/a
Apartment A Plumbing | constan2@illinois.edu | 2011-05-25T19:06:43 | 21-51 31 11: Water for Single Facility | Toilet-1 | Autodesk Revit MEP 2011 | IfcPropertySingleValue | n/a | n/a
Apartment A Plumbing | constan2@illinois.edu | 2011-05-25T19:06:43 | 21-51 31 11: Water for Single Facility | Toilet-2 | Autodesk Revit MEP 2011 | IfcPropertySingleValue | n/a | n/a
Apartment B Plumbing | constan2@illinois.edu | 2011-05-25T19:06:43 | 21-51 31 11: Water for Single Facility | Shower Stall-2 | Autodesk Revit MEP 2011 | IfcPropertySingleValue | n/a | n/a
Apartment B Plumbing | constan2@illinois.edu | 2011-05-25T19:06:43 | 21-51 31 11: Water for Single Facility | Sink Type A-2 | Autodesk Revit MEP 2011 | IfcPropertySingleValue | n/a | n/a
Apartment B Plumbing | constan2@illinois.edu | 2011-05-25T19:06:43 | 21-51 31 11: Water for Single Facility | Sink Type B-2 | Autodesk Revit MEP 2011 | IfcPropertySingleValue | n/a | n/a
Apartment B Plumbing | constan2@illinois.edu | 2011-05-25T19:06:43 | 21-51 31 11: Water for Single Facility | Sink Type C-3 | Autodesk Revit MEP 2011 | IfcPropertySingleValue | n/a | n/a
Apartment B Plumbing | constan2@illinois.edu | 2011-05-25T19:06:43 | 21-51 31 11: Water for Single Facility | Sink Type C-4 | Autodesk Revit MEP 2011 | IfcPropertySingleValue | n/a | n/a
Apartment B Plumbing | constan2@illinois.edu | 2011-05-25T19:06:43 | 21-51 31 11: Water for Single Facility | Toilet-3 | Autodesk Revit MEP 2011 | IfcPropertySingleValue | n/a | n/a
Apartment B Plumbing | constan2@illinois.edu | 2011-05-25T19:06:43 | 21-51 31 11: Water for Single Facility | Toilet-4 | Autodesk Revit MEP 2011 | IfcPropertySingleValue | n/a | n/a
Apartment A Heating | constan2@illinois.edu | 2011-05-25T19:06:43 | 21-51 51 12 11: Heat Generation for Single Facility | Boiler-1 | Autodesk Revit MEP 2011 | IfcPropertySingleValue | n/a | n/a
Apartment A Heating | constan2@illinois.edu | 2011-05-25T19:06:43 | 21-51 51 12 11: Heat Generation for Single Facility | Radiator-12 | Autodesk Revit MEP 2011 | IfcPropertySingleValue | n/a | n/a
Apartment A Heating | constan2@illinois.edu | 2011-05-25T19:06:43 | 21-51 51 12 11: Heat Generation for Single Facility | Radiator-5 | Autodesk Revit MEP 2011 | IfcPropertySingleValue | n/a | n/a
Apartment A Heating | bill.east@us.army.mil | 2009-02-12T11:00:07 | 21-51 51 12 11: Heat Generation for Single Facility | Radiator-8 | Autodesk Revit MEP 2012 | IfcPropertySingleValue | n/a | n/a
Apartment A Plumbing | constan2@illinois.edu | 2011-05-25T19:06:43 | 21-51 51 12 11: Heat Generation for Single Facility | Bath/Shower-1 | Autodesk Revit MEP 2011 | IfcPropertySingleValue | n/a | n/a
Apartment B Heating | constan2@illinois.edu | 2011-05-25T19:06:43 | 21-51 51 12 11: Heat Generation for Single Facility | Boiler-2 | Autodesk Revit MEP 2011 | IfcPropertySingleValue | n/a | n/a
Apartment B Heating | bill.east@us.army.mil | 2009-02-12T11:00:25 | 21-51 51 12 11: Heat Generation for Single Facility | Radiator-1 | Autodesk Revit MEP 2016 | IfcPropertySingleValue | n/a | n/a
Apartment B Heating | constan2@illinois.edu | 2011-05-25T19:06:43 | 21-51 51 12 11: Heat Generation for Single Facility | Radiator-10 | Autodesk Revit MEP 2018 | IfcPropertySingleValue | n/a | n/a
Apartment B Heating | constan2@illinois.edu | 2011-05-25T19:06:43 | 21-51 51 12 11: Heat Generation for Single Facility | Radiator-11 | Autodesk Revit MEP 2011 | IfcPropertySingleValue | n/a | n/a
Apartment B Heating | constan2@illinois.edu | 2011-05-25T19:06:43 | 21-51 51 12 11: Heat Generation for Single Facility | Radiator-13 | Autodesk Revit MEP 2011 | IfcPropertySingleValue | n/a | n/a
Apartment B Heating | bill.east@us.army.mil | 2009-02-12T11:00:24 | 21-51 51 12 11: Heat Generation for Single Facility | Radiator-14 | Autodesk Revit MEP 2015 | IfcPropertySingleValue | n/a | n/a
Apartment B Heating | bill.east@us.army.mil | 2009-02-12T11:00:26 | 21-51 51 12 11: Heat Generation for Single Facility | Radiator-2 | Autodesk Revit MEP 2017 | IfcPropertySingleValue | n/a | n/a
Apartment B Heating | constan2@illinois.edu | 2011-05-25T19:06:43 | 21-51 51 12 11: Heat Generation for Single Facility | Radiator-3 | Autodesk Revit MEP 2011 | IfcPropertySingleValue | n/a | n/a
Apartment B Heating | constan2@illinois.edu | 2011-05-25T19:06:43 | 21-51 51 12 11: Heat Generation for Single Facility | Radiator-4 | Autodesk Revit MEP 2011 | IfcPropertySingleValue | n/a | n/a
Apartment B Heating | constan2@illinois.edu | 2011-05-25T19:06:43 | 21-51 51 12 11: Heat Generation for Single Facility | Radiator-6 | Autodesk Revit MEP 2011 | IfcPropertySingleValue | n/a | n/a
Apartment B Heating | constan2@illinois.edu | 2011-05-25T19:06:43 | 21-51 51 12 11: Heat Generation for Single Facility | Radiator-7 | Autodesk Revit MEP 2011 | IfcPropertySingleValue | n/a | n/a
Apartment B Heating | bill.east@us.army.mil | 2009-02-12T11:00:25 | 21-51 51 12 11: Heat Generation for Single Facility | Radiator-9 | Autodesk Revit MEP 2016 | IfcPropertySingleValue | n/a | n/a
Apartment B Plumbing | constan2@illinois.edu | 2011-05-25T19:06:43 | 21-51 51 12 11: Heat Generation for Single Facility | Bath/Shower-2 | Autodesk Revit MEP 2011 | IfcPropertySingleValue | n/a | n/a
Apartment A Heating | constan2@illinois.edu | 2011-05-25T19:06:43 | 21-51 51 16 11: Ventilation | Exhaust Fan-1 | Autodesk Revit MEP 2011 | IfcPropertySingleValue | n/a | n/a
Apartment B Heating | constan2@illinois.edu | 2011-05-25T19:06:43 | 21-51 51 16 11: Ventilation | Exhaust Fan-2 | Autodesk Revit MEP 2011 | IfcPropertySingleValue | n/a | n/a
Apartment A Heating | constan2@illinois.edu | 2011-05-25T19:06:43 | 21-51 61 11: Integrated Automation Controls | Thermostat-1 | Autodesk Revit MEP 2011 | IfcPropertySingleValue | n/a | n/a
Apartment B Heating | constan2@illinois.edu | 2011-05-25T19:06:43 | 21-51 61 11: Integrated Automation Controls | Thermostat-2 | Autodesk Revit MEP 2011 | IfcPropertySingleValue | n/a | n/a

## Assembly
Name | CreatedBy | CreatedOn | SheetName | ParentName | ChildNames | AssemblyType | ExtSystem | ExtObject | ExtIdentifier | Description
assembly1 |  |  |  | Coffee Table-1 | Counter Top-1
assembly2 |  |  |  | Coffee Table-2 | Counter Top-2

## Spare
Name | CreatedBy | CreatedOn | Category | TypeName | Suppliers | ExtSystem | ExtObject | ExtIdentifier | Description | SetNumber | PartNumber
Boiler Parts Lists | bill.east@us.army.mil | 2009-02-12T11:00:00 | PartSet | Boiler | parts@ps.com | n/a | n/a | n/a | n/a | n/a | n/a
Radiator Parts Lists | bill.east@us.army.mil | 2009-02-12T11:00:00 | PartSet | Radiator | parts@hongbo.com | n/a | n/a | n/a | n/a | n/a | n/a
Shower Stall Parts Lists | bill.east@us.army.mil | 2009-02-12T11:00:00 | PartSet | Shower Stall | parts@kholer.com | n/a | n/a | n/a | n/a | n/a | n/a

## Resource
Name | CreatedBy | CreatedOn | Category | ExtSystem | ExtObject | ExtIdentifier | Description
Basic Electricity Course | parts@ps.com | 2010-02-13T12:09:09 | Training | n/a | n/a | n/a | Training
Boiler Certification Course | parts@ps.com | 2010-02-13T12:09:09 | Training | n/a | n/a | n/a | Training
Cad Call Relay Switch Flame Sensors | parts@hongbo.com | 2010-02-13T12:09:09 | Material | n/a | n/a | n/a | Flame sensing device on oil-fired heating appliance
Door Hinge Lubricant | customercare@lowes.com | 2010-02-13T12:09:09 | Material | n/a | n/a | n/a | Lubricant for door hinges
Halide Leak Detector Kit | sales@grainger.com | 2010-02-13T12:09:09 | Tools | n/a | n/a | n/a | Grainger (HVAC) - Model No. 3JH45, Qty-1.
Ladder | mariangelica.carrasquillo@usace.army.mil | 2010-02-05T12:09:09 | Tools | n/a | n/a | n/a | 10 foot step ladder, drawn from your shop
Limit Switch | parts@hongbo.com | 2010-02-13T12:09:09 | Material | n/a | n/a | n/a | Single-function heating boiler limit control
Radiator Certification Course | parts@ps.com | 2010-02-13T12:09:09 | Training | n/a | n/a | n/a | Training
Snap Ring Pliers | sales@grainger.com | 2010-02-13T12:09:09 | Tools | n/a | n/a | n/a | Grainger (Tools) - Model No. T-3
Voltmeter | sales@grainger.com | 2010-02-13T12:09:09 | Tools | n/a | n/a | n/a | Grainger (Electric) Model No 9666

## Job
Name | CreatedBy | CreatedOn | Category | Status | TypeName | Description | Duration | DurationUnit | Start | TaskStartUnit | Frequency | FrequencyUnit | ExtSystem | ExtObject | ExtIdentifier | TaskNumber | Priors | ResourceNames
Boiler - Lockout | mariangelica.carrasquillo@usace.army.mil | 2010-02-05T12:09:09 | Safety | Not Yet Started | Boiler | Boiler - Lockout Turn off boiler at the control panel. Turn off control power on control panel. Turn off power at main breaker panel. Lock out the control panel and main breaker panel. Shut off main gas valve and lock with the provided chain and keyed lock. Close pilot light valve. After boiler has stopped generating steam, close main header valve and lock the chain. Lock blow down line in closed position with provided chain and lock. Switch feed water pump off to boiler. Close feed water valve. Open atmospheric valve on main steam header valve. | 8 | minute | 2010-10-01T00:00:00 | as required | n/a | as required | n/a | n/a | n/a | 0 | 0 | n/a
Boiler Inspection - Shutdown | mariangelica.carrasquillo@usace.army.mil | 2010-02-05T12:09:09 | PM | Not Yet Started | Boiler | Boiler Inspection - Shutdown | 60 | minute | 2010-04-01T00:00:00 | as required | n/a | as required | n/a | n/a | n/a | 0 | 0 | n/a
Boiler Inspection - Shutdown | mariangelica.carrasquillo@usace.army.mil | 2010-02-05T12:09:09 | PM | Not Yet Started | Boiler | Perform shutdown at end of heating season. | 12 | minute | 2010-04-01T00:00:00 | as required | n/a | n/a | n/a | n/a | n/a | 1 | 0 | Boiler Certification Course
Boiler Inspection - Shutdown | mariangelica.carrasquillo@usace.army.mil | 2010-02-05T12:09:09 | PM | Not Yet Started | Boiler | Shut down boiler following manufacturer's recommended procedures. | 12 | minute | 2010-03-01T00:00:00 | as required | n/a | n/a | n/a | n/a | n/a | 2 | 1 | Boiler Certification Course
Boiler Inspection - Shutdown | mariangelica.carrasquillo@usace.army.mil | 2010-02-05T12:09:09 | PM | Not Yet Started | Boiler | Clean area around equipment. | 12 | minute | 2010-03-01T00:00:00 | as required | n/a | n/a | n/a | n/a | n/a | 3 | 2 | Boiler Certification Course, Halide Leak Detector Kit
Boiler Inspection - Shutdown | mariangelica.carrasquillo@usace.army.mil | 2010-02-05T12:09:09 | PM | Not Yet Started | Boiler | Complete work order time and materials. Mandatory comments required!! | 12 | minute | 2010-03-01T00:00:00 | as required | n/a | n/a | n/a | n/a | n/a | 4 | 3 | n/a
Boiler Inspection - Shutdown | mariangelica.carrasquillo@usace.army.mil | 2010-02-05T12:09:09 | PM | Not Yet Started | Boiler | Report outstanding discrepancies to supervisor for corrective action. | 12 | minute | 2010-03-01T00:00:00 | as required | n/a | n/a | n/a | n/a | n/a | 5 | 4 | n/a
Boiler Inspection - Annual | mariangelica.carrasquillo@usace.army.mil | 2010-02-05T12:09:09 | PM | Not Yet Started | Boiler | Annual Boiler Inspection | 112 | minute | 2010-03-01T00:00:00 | year | 1 | year | n/a | n/a | n/a | 0 | 0 | n/a
Boiler Inspection - Annual | mariangelica.carrasquillo@usace.army.mil | 2010-02-05T12:09:09 | PM | Not Yet Started | Boiler | Shut down boiler - secure fuel supply and electric power. Lockout/Tagout as required. | 7 | minute | 2010-03-01T00:00:00 | year | n/a | n/a | n/a | n/a | n/a | 1 | 0 | Boiler Certification Course
Boiler Inspection - Annual | mariangelica.carrasquillo@usace.army.mil | 2010-02-05T12:09:09 | PM | Not Yet Started | Boiler | Inspect and clean boiler tubes. | 7 | minute | 2010-03-01T00:00:00 | year | n/a | n/a | n/a | n/a | n/a | 2 | 1 | Boiler Certification Course
Boiler Inspection - Annual | mariangelica.carrasquillo@usace.army.mil | 2010-02-05T12:09:09 | PM | Not Yet Started | Boiler | Check combustion chamber for air and/or gas leaks. | 7 | minute | 2010-03-01T00:00:00 | year | n/a | n/a | n/a | n/a | n/a | 3 | 2 | Boiler Certification Course, Halide Leak Detector Kit
Boiler Inspection - Annual | mariangelica.carrasquillo@usace.army.mil | 2010-02-05T12:09:09 | PM | Not Yet Started | Boiler | Check fuel lines and connections for damage. | 7 | minute | 2010-03-01T00:00:00 | year | n/a | n/a | n/a | n/a | n/a | 4 | 3 | Boiler Certification Course
Boiler Inspection - Annual | mariangelica.carrasquillo@usace.army.mil | 2010-02-05T12:09:09 | PM | Not Yet Started | Boiler | Check for proper operational response of burner to thermostat controls. Adjust as required. | 7 | minute | 2010-03-01T00:00:00 | year | n/a | n/a | n/a | n/a | n/a | 5 | 4 | Boiler Certification Course
Boiler Inspection - Annual | mariangelica.carrasquillo@usace.army.mil | 2010-02-05T12:09:09 | PM | Not Yet Started | Boiler | Check and lubricate burner and blower motors. | 7 | minute | 2010-03-01T00:00:00 | year | n/a | n/a | n/a | n/a | n/a | 6 | 5 | Boiler Certification Course
Boiler Inspection - Annual | mariangelica.carrasquillo@usace.army.mil | 2010-02-05T12:09:09 | PM | Not Yet Started | Boiler | Check main flame failure protection and main flame detection scanner on boiler equipment with spark ignition (oil burner). | 7 | minute | 2010-03-01T00:00:00 | year | n/a | n/a | n/a | n/a | n/a | 7 | 6 | Boiler Certification Course, Cad Call Relay Switch Flame Sensors
Boiler Inspection - Annual | mariangelica.carrasquillo@usace.army.mil | 2010-02-05T12:09:09 | PM | Not Yet Started | Boiler | Check electrical wiring to burner controls and blower. | 7 | minute | 2010-03-01T00:00:00 | year | n/a | n/a | n/a | n/a | n/a | 8 | 7 | Boiler Certification Course, Cad Call Relay Switch Flame Sensors
Boiler Inspection - Annual | mariangelica.carrasquillo@usace.army.mil | 2010-02-05T12:09:09 | PM | Not Yet Started | Boiler | Clean firebox (sweep and vacuum). | 7 | minute | 2010-03-01T00:00:00 | year | n/a | n/a | n/a | n/a | n/a | 9 | 8 | Boiler Certification Course
Boiler Inspection - Annual | mariangelica.carrasquillo@usace.army.mil | 2010-02-05T12:09:09 | PM | Not Yet Started | Boiler | Check operation of control switches (i.e. steam pressure, hot water temperature limit, atomizing or combustion air proving, etc.). | 7 | minute | 2010-03-01T00:00:00 | year | n/a | n/a | n/a | n/a | n/a | 10 | 9 | Boiler Certification Course
Boiler Inspection - Annual | mariangelica.carrasquillo@usace.army.mil | 2010-02-05T12:09:09 | PM | Not Yet Started | Boiler | Check hot water pressure gages. | 7 | minute | 2010-03-01T00:00:00 | year | n/a | n/a | n/a | n/a | n/a | 11 | 10 | Boiler Certification Course
Boiler Inspection - Annual | mariangelica.carrasquillo@usace.army.mil | 2010-02-05T12:09:09 | PM | Not Yet Started | Boiler | Check condition of flue pipe, damper and exhaust stack. | 7 | minute | 2010-03-01T00:00:00 | year | n/a | n/a | n/a | n/a | n/a | 12 | 11 | Boiler Certification Course
Boiler Inspection - Annual | mariangelica.carrasquillo@usace.army.mil | 2010-02-05T12:09:09 | PM | Not Yet Started | Boiler | Check boiler operation through complete cycle (approximately 30 minutes). | 7 | minute | 2010-03-01T00:00:00 | year | n/a | n/a | n/a | n/a | n/a | 13 | 12 | Boiler Certification Course
Boiler Inspection - Annual | mariangelica.carrasquillo@usace.army.mil | 2010-02-05T12:09:09 | PM | Not Yet Started | Boiler | Clean area around equipment. | 7 | minute | 2010-03-01T00:00:00 | year | n/a | n/a | n/a | n/a | n/a | 14 | 13 | n/a
Boiler Inspection - Annual | mariangelica.carrasquillo@usace.army.mil | 2010-02-05T12:09:09 | PM | Not Yet Started | Boiler | Complete work order time and materials. Mandatory comments required!! | 7 | minute | 2010-03-01T00:00:00 | year | n/a | n/a | n/a | n/a | n/a | 15 | 14 | n/a
Boiler Inspection - Annual | mariangelica.carrasquillo@usace.army.mil | 2010-02-05T12:09:09 | PM | Not Yet Started | Boiler | Report outstanding discrepancies to supervisor for corrective action. | 7 | minute | 2010-03-01T00:00:00 | year | n/a | n/a | n/a | n/a | n/a | 16 | 15 | n/a
Boiler Inspection - Bi Weekly | mariangelica.carrasquillo@usace.army.mil | 2010-02-05T12:09:09 | PM | Not Yet Started | Boiler | Bi Weekly Boiler Inspection | 30 | minute | 2010-10-01T00:00:00 | week | 2 | week | n/a | n/a | n/a | 0 | 0 | n/a
Boiler Inspection - Bi Weekly | mariangelica.carrasquillo@usace.army.mil | 2010-02-05T12:09:09 | PM | Not Yet Started | Boiler | Complete the boiler inspection tag form. | 4 | n/a | 2010-10-01T00:00:00 | week | n/a | n/a | n/a | n/a | n/a | B-4 |  | Cad Call Relay Switch Flame Sensors , Halide Leak Detector Kit, Boiler Certification Course
Boiler Inspection - Bi Weekly | mariangelica.carrasquillo@usace.army.mil | 2010-02-05T12:09:09 | PM | Not Yet Started | Boiler | Record inspection dates | 4 | n/a | 2010-10-01T00:00:00 | week | n/a | n/a | n/a | n/a | n/a | 2 | 1 | Boiler Certification Course
Boiler Inspection - Bi Weekly | mariangelica.carrasquillo@usace.army.mil | 2010-02-05T12:09:09 | PM | Not Yet Started | Boiler | Check operation and condition of safety pressure relief valve. | 4 | n/a | 2010-10-01T00:00:00 | week | n/a | n/a | n/a | n/a | n/a | 3 | 2 | Boiler Certification Course, Halide Leak Detector Kit
Boiler Inspection - Bi Weekly | mariangelica.carrasquillo@usace.army.mil | 2010-02-05T12:09:09 | PM | Not Yet Started | Boiler | Check operation of boiler low water cutoff devices. | 4 | n/a | 2010-10-01T00:00:00 | week | n/a | n/a | n/a | n/a | n/a | 4 | 3 | Boiler Certification Course
Boiler Inspection - Bi Weekly | mariangelica.carrasquillo@usace.army.mil | 2010-02-05T12:09:09 | PM | Not Yet Started | Boiler | Check hot water pressure gages. | 4 | n/a | 2010-10-01T00:00:00 | week | n/a | n/a | n/a | n/a | n/a | 5 | 4 | Boiler Certification Course
Boiler Inspection - Bi Weekly | mariangelica.carrasquillo@usace.army.mil | 2010-02-05T12:09:09 | PM | Not Yet Started | Boiler | Clean area around equipment. | 4 | n/a | 2010-10-01T00:00:00 | week | n/a | n/a | n/a | n/a | n/a | 6 | 5 | n/a
Boiler Inspection - Bi Weekly | mariangelica.carrasquillo@usace.army.mil | 2010-02-05T12:09:09 | PM | Not Yet Started | Boiler | Complete work order time and materials. Mandatory comments required!! | 3 | n/a | 2010-10-01T00:00:00 | week | n/a | n/a | n/a | n/a | n/a | 7 | 6 | n/a
Boiler Inspection - Bi Weekly | mariangelica.carrasquillo@usace.army.mil | 2010-02-05T12:09:09 | PM | Not Yet Started | Boiler | Report outstanding discrepancies to supervisor for corrective action. | 3 | n/a | 2010-10-01T00:00:00 | week | n/a | n/a | n/a | n/a | n/a | 8 | 7 | n/a
Boiler Inspection - Start Up | mariangelica.carrasquillo@usace.army.mil | 2010-02-05T12:09:09 | PM | Not Yet Started | Boiler | Boiler Inspection - Start Up | 60 | minute | 2010-10-01T00:00:00 | as required | n/a | as required | n/a | n/a | n/a | 0 | 0 | n/a
Boiler Inspection - Start Up | mariangelica.carrasquillo@usace.army.mil | 2010-02-05T12:09:09 | PM | Not Yet Started | Boiler | Perform startup prior to start of heating season. | 6 | n/a | 2010-10-01T00:00:00 | as required | n/a | n/a | n/a | n/a | n/a | 1 | 0 | Boiler Certification Course
Boiler Inspection - Start Up | mariangelica.carrasquillo@usace.army.mil | 2010-02-05T12:09:09 | PM | Not Yet Started | Boiler | Start boiler following manufacturer's recommended procedures. | 6 | n/a | 2010-10-01T00:00:00 | as required | n/a | n/a | n/a | n/a | n/a | 2 | 1 | Boiler Certification Course
Boiler Inspection - Start Up | mariangelica.carrasquillo@usace.army.mil | 2010-02-05T12:09:09 | PM | Not Yet Started | Boiler | Check main flame failure protection and main flame detection scanner on boiler equipment with spark ignition (oil burner). | 6 | n/a | 2010-10-01T00:00:00 | as required | n/a | n/a | n/a | n/a | n/a | 3 | 2 | Boiler Certification Course, Halide Leak Detector Kit
Boiler Inspection - Start Up | mariangelica.carrasquillo@usace.army.mil | 2010-02-05T12:09:09 | PM | Not Yet Started | Boiler | Check boiler operation through complete cycle (approximately 30 minutes). | 7 | n/a | 2010-10-01T00:00:00 | as required | n/a | n/a | n/a | n/a | n/a | 4 | 3 | Boiler Certification Course
Boiler Inspection - Start Up | mariangelica.carrasquillo@usace.army.mil | 2010-02-05T12:09:09 | PM | Not Yet Started | Boiler | Test chemical treatment balance in closed hot water system. Adjust chemical content to within 1500 to 2000 ppm as required. | 7 | n/a | 2010-10-01T00:00:00 | as required | n/a | n/a | n/a | n/a | n/a | 5 | 4 | Boiler Certification Course
Boiler Inspection - Start Up | mariangelica.carrasquillo@usace.army.mil | 2010-02-05T12:09:09 | PM | Not Yet Started | Boiler | Check operation of chemical feeder. Adjust as required. | 7 | n/a | 2010-10-01T00:00:00 | as required | n/a | n/a | n/a | n/a | n/a | 6 | 5 | Boiler Certification Course
Boiler Inspection - Start Up | mariangelica.carrasquillo@usace.army.mil | 2010-02-05T12:09:09 | PM | Not Yet Started | Boiler | Clean area around equipment. | 7 | n/a | 2010-10-01T00:00:00 | as required | n/a | n/a | n/a | n/a | n/a | 7 | 6 | Boiler Certification Course, Cad Call Relay Switch Flame Sensors
Boiler Inspection - Start Up | mariangelica.carrasquillo@usace.army.mil | 2010-02-05T12:09:09 | PM | Not Yet Started | Boiler | Complete work order time and materials. Mandatory comments required!! | 7 | n/a | 2010-10-01T00:00:00 | as required | n/a | n/a | n/a | n/a | n/a | 8 | 7 | n/a
Boiler Inspection - Start Up | mariangelica.carrasquillo@usace.army.mil | 2010-02-05T12:09:09 | PM | Not Yet Started | Boiler | Report outstanding discrepancies to supervisor for corrective action. | 7 | n/a | 2010-10-01T00:00:00 | as required | n/a | n/a | n/a | n/a | n/a | 9 | 8 | n/a
Emergency Lights (Closed Systems) | mariangelica.carrasquillo@usace.army.mil | 2010-02-05T12:09:09 | PM | Not Yet Started | Light Fixture Type B | Emergency Lights | 30 | minute | 2010-03-01T00:00:00 | month | 3 | month | n/a | n/a | n/a | 0 | 0
Emergency Lights (Closed Systems) | mariangelica.carrasquillo@usace.army.mil | 2010-02-05T12:09:09 | PM | Not Yet Started | Light Fixture Type B | Use Rubber Gloves, Apron And Plastic Face Shield. | 3 | minute | 2010-03-01T00:00:00 | month | n/a | n/a | n/a | n/a | n/a | 1 | 0 | Voltmeter, Basic Electricity Course
Emergency Lights (Closed Systems) | mariangelica.carrasquillo@usace.army.mil | 2010-02-05T12:09:09 | PM | Not Yet Started | Light Fixture Type B | Do Not Spark Battery Terminals Or Smoke While Performing Maintenance. | 3 | minute | 2010-03-01T00:00:00 | month | n/a | n/a | n/a | n/a | n/a | 2 | 1 | n/a
Emergency Lights (Closed Systems) | mariangelica.carrasquillo@usace.army.mil | 2010-02-05T12:09:09 | PM | Not Yet Started | Light Fixture Type B | Review Manufacturer's Instructions. | 3 | minute | 2010-03-01T00:00:00 | month | n/a | n/a | n/a | n/a | n/a | 3 | 2 | n/a
Emergency Lights (Closed Systems) | mariangelica.carrasquillo@usace.army.mil | 2010-02-05T12:09:09 | PM | Not Yet Started | Light Fixture Type B | Inspect For Structural Defects And Deposits. | 3 | minute | 2010-03-01T00:00:00 | month | n/a | n/a | n/a | n/a | n/a | 4 | 3 | n/a
Emergency Lights (Closed Systems) | mariangelica.carrasquillo@usace.army.mil | 2010-02-05T12:09:09 | PM | Not Yet Started | Light Fixture Type B | Clean Off Corrosion Deposits And Apply Silicone Grease To Terminals | 3 | minute | 2010-03-01T00:00:00 | month | n/a | n/a | n/a | n/a | n/a | 5 | 4 | n/a
Emergency Lights (Closed Systems) | mariangelica.carrasquillo@usace.army.mil | 2010-02-05T12:09:09 | PM | Not Yet Started | Light Fixture Type B | Push Test Button And Observe Light Operation. (See Manufacturer’s Instructions.) | 3 | minute | 2010-03-01T00:00:00 | month | n/a | n/a | n/a | n/a | n/a | 6 | 5 | n/a
Emergency Lights (Closed Systems) | mariangelica.carrasquillo@usace.army.mil | 2010-02-05T12:09:09 | PM | Not Yet Started | Light Fixture Type B | Check Vent Holes | 3 | minute | 2010-03-01T00:00:00 | month | n/a | n/a | n/a | n/a | n/a | 7 | 6 | n/a
Emergency Lights (Closed Systems) | mariangelica.carrasquillo@usace.army.mil | 2010-02-05T12:09:09 | PM | Not Yet Started | Light Fixture Type B | Clean Exterior With Dry Cloth | 3 | minute | 2010-03-01T00:00:00 | month | n/a | n/a | n/a | n/a | n/a | 8 | 7 | n/a
Emergency Lights (Closed Systems) | mariangelica.carrasquillo@usace.army.mil | 2010-02-05T12:09:09 | PM | Not Yet Started | Light Fixture Type B | Unplug Unit To Check Operation | 3 | minute | 2010-03-01T00:00:00 | month | n/a | n/a | n/a | n/a | n/a | 9 | 8 | n/a
Emergency Lights (Closed Systems) | mariangelica.carrasquillo@usace.army.mil | 2010-02-05T12:09:09 | PM | Not Yet Started | Light Fixture Type B | Clean Up Work Area | 3 | minute | 2010-03-01T00:00:00 | month | n/a | n/a | n/a | n/a | n/a | 10 | 9 | n/a
Fluorescent Light Fixture Relamping Only | mariangelica.carrasquillo@usace.army.mil | 2010-02-05T12:09:09 | PM | Not Yet Started | Light Fixture Type B | Fluorescent Light Fixture Relamping Only | 180 | minute | 2010-03-10T00:00:00 | year | 5 | year | n/a | n/a | n/a | 0 | 0 | n/a
Fluorescent Light Fixture Relamping Only | mariangelica.carrasquillo@usace.army.mil | 2010-02-05T12:09:09 | PM | Not Yet Started | Light Fixture Type B | For The Group Replacement Of Standard Fluorescent Lamps In Office Areas Of A Single Building. Work Is Performed By A Two-Person Crew. Fixture Height Is Such That The Work Can Be Accomplished With The Use Of An Eight Foot Step-Ladder. Group Relamping On A More Frequent Basis Than Once Every Five Years Must Be Justified And Request For Same Submitted To Central Office Through The, Regional Office For Approval. | 22 | minute | 2010-03-10T00:00:00 | year | n/a | n/a | n/a | n/a | n/a | 1 | 0 | Voltmeter, Basic Electricity Course, Ladder
Fluorescent Light Fixture Relamping Only | mariangelica.carrasquillo@usace.army.mil | 2010-02-05T12:09:09 | PM | Not Yet Started | Light Fixture Type B | Turn Off Branch Circuit At Panel Or Individual Light Switch In Room As Appropriate | 22 | minute | 2010-03-10T00:00:00 | year | n/a | n/a | n/a | n/a | n/a | 2 | 1 | n/a
Fluorescent Light Fixture Relamping Only | mariangelica.carrasquillo@usace.army.mil | 2010-02-05T12:09:09 | PM | Not Yet Started | Light Fixture Type B | Remove Louver Or Diffuser As Necessary | 22 | minute | 2010-03-10T00:00:00 | year | n/a | n/a | n/a | n/a | n/a | 3 | 2 | n/a
Fluorescent Light Fixture Relamping Only | mariangelica.carrasquillo@usace.army.mil | 2010-02-05T12:09:09 | PM | Not Yet Started | Light Fixture Type B | Remove All Fluorescent Lamps And Install New Lamps | 23 | minute | 2010-03-10T00:00:00 | year | n/a | n/a | n/a | n/a | n/a | 4 | 3 | n/a
Fluorescent Light Fixture Relamping Only | mariangelica.carrasquillo@usace.army.mil | 2010-02-05T12:09:09 | PM | Not Yet Started | Light Fixture Type B | Test Light Fixture. Replace Starters Where Necessary | 22 | minute | 2010-03-10T00:00:00 | year | n/a | n/a | n/a | n/a | n/a | 5 | 4 | n/a
Fluorescent Light Fixture Relamping Only | mariangelica.carrasquillo@usace.army.mil | 2010-02-05T12:09:09 | PM | Not Yet Started | Light Fixture Type B | Note And Report Any Needed Electrical Repairs | 23 | minute | 2010-03-10T00:00:00 | year | n/a | n/a | n/a | n/a | n/a | 6 | 5 | n/a
Fluorescent Light Fixture Relamping Only | mariangelica.carrasquillo@usace.army.mil | 2010-02-05T12:09:09 | PM | Not Yet Started | Light Fixture Type B | Reassemble Louver Or Diffuser As Required | 23 | minute | 2010-03-10T00:00:00 | year | n/a | n/a | n/a | n/a | n/a | 7 | 6 | n/a
Fluorescent Light Fixture Relamping Only | mariangelica.carrasquillo@usace.army.mil | 2010-02-05T12:09:09 | PM | Not Yet Started | Light Fixture Type B | Clean Work Area And Remove All Trash.,Tools & Materials | 23 | minute | 2010-03-10T00:00:00 | year | n/a | n/a | n/a | n/a | n/a | 8 | 7 | n/a
Plubming Inspection - Annual | mariangelica.carrasquillo@usace.army.mil | 2010-02-05T12:09:09 | PM | Not Yet Started | Bath/Shower | Annual Plubming Inspection | 20 | minute | 2010-10-01T00:00:00 | year | 1 | year | n/a | n/a | n/a | 0 | 0 | n/a
Plubming Inspection - Annual | mariangelica.carrasquillo@usace.army.mil | 2010-02-05T12:09:09 | PM | Not Yet Started | Bath/Shower | Look for signs of leaks in exposed pipes, where pipes run through the walls or the foundation. | 1 | minute | 2010-10-01T00:00:00 | year | n/a | n/a | n/a | n/a | n/a | 1 | 0 | n/a
Plubming Inspection - Annual | mariangelica.carrasquillo@usace.army.mil | 2010-02-05T12:09:09 | PM | Not Yet Started | Bath/Shower | Look for signs of corrosion. | 1 | minute | 2010-10-01T00:00:00 | year | n/a | n/a | n/a | n/a | n/a | 2 | 1 | n/a
Plubming Inspection - Annual | mariangelica.carrasquillo@usace.army.mil | 2010-02-05T12:09:09 | PM | Not Yet Started | Bath/Shower | Test water pressure. | 1 | minute | 2010-10-01T00:00:00 | year | n/a | n/a | n/a | n/a | n/a | 3 | 2 | n/a
Plubming Inspection - Annual | mariangelica.carrasquillo@usace.army.mil | 2010-02-05T12:09:09 | PM | Not Yet Started | Bath/Shower | Check each sink, shower and tub drain for the speed of drainage. Slow drainage usually indicates a clog in the drain or a blocked vent pipe. Your drains should have a full swirl when draining. If bubbles appear when water is draining, this is usually a sign of a problem. | 1 | minute | 2010-10-01T00:00:00 | year | n/a | n/a | n/a | n/a | n/a | 4 | 3 | n/a
Plubming Inspection - Annual | mariangelica.carrasquillo@usace.army.mil | 2010-02-05T12:09:09 | PM | Not Yet Started | Bath/Shower | See if tub, sink or toilet caulking is coming off. | 1 | minute | 2010-10-01T00:00:00 | year | n/a | n/a | n/a | n/a | n/a | 5 | 4 | n/a
Plubming Inspection - Annual | mariangelica.carrasquillo@usace.army.mil | 2010-02-05T12:09:09 | PM | Not Yet Started | Bath/Shower | Check for mildew, which is caused by standing water that may have dried up again. | 1 | minute | 2010-10-01T00:00:00 | year | n/a | n/a | n/a | n/a | n/a | 6 | 5 | n/a
Plubming Inspection - Annual | mariangelica.carrasquillo@usace.army.mil | 2010-02-05T12:09:09 | PM | Not Yet Started | Bath/Shower | Turn on all of the faucets in your home to see if there is any water coming out of the handles and valves. | 1 | minute | 2010-10-01T00:00:00 | year | n/a | n/a | n/a | n/a | n/a | 7 | 6 | n/a
Plubming Inspection - Annual | mariangelica.carrasquillo@usace.army.mil | 2010-02-05T12:09:09 | PM | Not Yet Started | Sink Type B | Look for signs of leaks in exposed pipes, where pipes run through the walls or the foundation. | 1 | minute | 2010-10-01T00:00:00 | year | n/a | n/a | n/a | n/a | n/a | 1 | 0 | n/a
Plubming Inspection - Annual | mariangelica.carrasquillo@usace.army.mil | 2010-02-05T12:09:09 | PM | Not Yet Started | Sink Type B | Look for signs of corrosion. | 1 | minute | 2010-10-01T00:00:00 | year | n/a | n/a | n/a | n/a | n/a | 2 | 1 | n/a
Plubming Inspection - Annual | mariangelica.carrasquillo@usace.army.mil | 2010-02-05T12:09:09 | PM | Not Yet Started | Sink Type B | Test water pressure. | 1 | minute | 2010-10-01T00:00:00 | year | n/a | n/a | n/a | n/a | n/a | 3 | 2 | n/a
Plubming Inspection - Annual | mariangelica.carrasquillo@usace.army.mil | 2010-02-05T12:09:09 | PM | Not Yet Started | Sink Type B | Check each sink, shower and tub drain for the speed of drainage. Slow drainage usually indicates a clog in the drain or a blocked vent pipe. Your drains should have a full swirl when draining. If bubbles appear when water is draining, this is usually a sign of a problem. | 1 | minute | 2010-10-01T00:00:00 | year | n/a | n/a | n/a | n/a | n/a | 4 | 3 | n/a
Plubming Inspection - Annual | mariangelica.carrasquillo@usace.army.mil | 2010-02-05T12:09:09 | PM | Not Yet Started | Sink Type B | See if tub, sink or toilet caulking is coming off. | 1 | minute | 2010-10-01T00:00:00 | year | n/a | n/a | n/a | n/a | n/a | 5 | 4 | n/a
Plubming Inspection - Annual | mariangelica.carrasquillo@usace.army.mil | 2010-02-05T12:09:09 | PM | Not Yet Started | Sink Type B | Check for mildew, which is caused by standing water that may have dried up again. | 1 | minute | 2010-10-01T00:00:00 | year | n/a | n/a | n/a | n/a | n/a | 6 | 5 | n/a
Plubming Inspection - Annual | mariangelica.carrasquillo@usace.army.mil | 2010-02-05T12:09:09 | PM | Not Yet Started | Sink Type B | Turn on all of the faucets in your home to see if there is any water coming out of the handles and valves. | 1 | minute | 2010-10-01T00:00:00 | year | n/a | n/a | n/a | n/a | n/a | 7 | 6 | n/a
Plubming Inspection - Annual | mariangelica.carrasquillo@usace.army.mil | 2010-02-05T12:09:09 | PM | Not Yet Started | Sink Type C | Look for signs of leaks in exposed pipes, where pipes run through the walls or the foundation. | 1 | minute | 2010-10-01T00:00:00 | year | n/a | n/a | n/a | n/a | n/a | 1 | 0 | n/a
Plubming Inspection - Annual | mariangelica.carrasquillo@usace.army.mil | 2010-02-05T12:09:09 | PM | Not Yet Started | Sink Type C | Look for signs of corrosion. | 1 | minute | 2010-10-01T00:00:00 | year | n/a | n/a | n/a | n/a | n/a | 2 | 1 | n/a
Plubming Inspection - Annual | mariangelica.carrasquillo@usace.army.mil | 2010-02-05T12:09:09 | PM | Not Yet Started | Sink Type C | Test water pressure. | 1 | minute | 2010-10-01T00:00:00 | year | n/a | n/a | n/a | n/a | n/a | 3 | 2 | n/a
Plubming Inspection - Annual | mariangelica.carrasquillo@usace.army.mil | 2010-02-05T12:09:09 | PM | Not Yet Started | Sink Type C | Check each sink, shower and tub drain for the speed of drainage. Slow drainage usually indicates a clog in the drain or a blocked vent pipe. Your drains should have a full swirl when draining. If bubbles appear when water is draining, this is usually a sign of a problem. | 1 | minute | 2010-10-01T00:00:00 | year | n/a | n/a | n/a | n/a | n/a | 4 | 3 | n/a
Plubming Inspection - Annual | mariangelica.carrasquillo@usace.army.mil | 2010-02-05T12:09:09 | PM | Not Yet Started | Sink Type C | See if tub, sink or toilet caulking is coming off. | 1 | minute | 2010-10-01T00:00:00 | year | n/a | n/a | n/a | n/a | n/a | 5 | 4 | n/a
Plubming Inspection - Annual | mariangelica.carrasquillo@usace.army.mil | 2010-02-05T12:09:09 | PM | Not Yet Started | Sink Type C | Check for mildew, which is caused by standing water that may have dried up again. | 1 | minute | 2010-10-01T00:00:00 | year | n/a | n/a | n/a | n/a | n/a | 6 | 5 | n/a
Plubming Inspection - Annual | mariangelica.carrasquillo@usace.army.mil | 2010-02-05T12:09:09 | PM | Not Yet Started | Sink Type C | Turn on all of the faucets in your home to see if there is any water coming out of the handles and valves. | 1 | minute | 2010-10-01T00:00:00 | year | n/a | n/a | n/a | n/a | n/a | 7 | 6 | n/a
Radiator - Annual Service | mariangelica.carrasquillo@usace.army.mil | 2010-02-05T12:09:09 | PM | Not Yet Started | Radiator | Radiator - Annual Service | 120 | minute | 2010-03-01T00:00:00 | year | 1 | year | n/a | n/a | n/a | 0 | 0
Radiator - Annual Service | mariangelica.carrasquillo@usace.army.mil | 2010-02-05T12:09:09 | PM | Not Yet Started | Radiator | Perform Preventive Maintenance Prior To Heating Season. | 17 | minute | 2010-03-01T00:00:00 | year | n/a | n/a | n/a | n/a | n/a | 1 | 0 | Radiator Certification Course
Radiator - Annual Service | mariangelica.carrasquillo@usace.army.mil | 2010-02-05T12:09:09 | PM | Not Yet Started | Radiator | Remove And Inspect Seat Of Trap. Clean Out Trap. | 17 | minute | 2010-10-01T00:00:00 | year | n/a | n/a | n/a | n/a | n/a | 2 | 1 | Snap Ring Pliers
Radiator - Annual Service | mariangelica.carrasquillo@usace.army.mil | 2010-02-05T12:09:09 | PM | Not Yet Started | Radiator | Replace Thermo-Element With New Or Tested Unit. Note: Replace Defective Seats In Traps Fitted With Removable Type. | 17 | minute | 2010-10-01T00:00:00 | year | n/a | n/a | n/a | n/a | n/a | 3 | 2 | Limit Switch
Radiator - Annual Service | mariangelica.carrasquillo@usace.army.mil | 2010-02-05T12:09:09 | PM | Not Yet Started | Radiator | Check Radiator Valve For Free Turning And Seating At Same Time. Check Packing. | 17 | minute | 2010-10-01T00:00:00 | year | n/a | n/a | n/a | n/a | n/a | 4 | 3 | Snap Ring Pliers
Radiator - Annual Service | mariangelica.carrasquillo@usace.army.mil | 2010-02-05T12:09:09 | PM | Not Yet Started | Radiator | If Radiator Has Automatic Temperature Regulating Valve. Remove Valve Cover And Remove Dirt By Vacuuming. | 18 | minute | 2010-10-01T00:00:00 | year | n/a | n/a | n/a | n/a | n/a | 5 | 4 | Limit Switch, Snap Ring Pliers,
Radiator - Annual Service | mariangelica.carrasquillo@usace.army.mil | 2010-02-05T12:09:09 | PM | Not Yet Started | Radiator | For Hot Water Radiators. Check Bleed Valve. | 18 | minute | 2010-10-01T00:00:00 | year | n/a | n/a | n/a | n/a | n/a | 6 | 5 | Snap Ring Pliers
Radiator - Annual Service | mariangelica.carrasquillo@usace.army.mil | 2010-02-05T12:09:09 | PM | Not Yet Started | Radiator | Clean Work Area. | 16 | minute | 2010-10-01T00:00:00 | year | n/a | n/a | n/a | n/a | n/a | 7 | 6 | n/a
Radiator Lockout | mariangelica.carrasquillo@usace.army.mil | 2010-02-05T12:09:09 | Safety | Not Yet Started | Radiator | Radiator Lockout-Shut off main valve and lock with the provided chain and keyed lock. After boiler has stopped generating steam, close main header valve and lock the chain. Lock blow down line in closed position with provided chain and lock. Switch feed water pump off to boiler. Close feed water valve. Open atmospheric valve on main steam header valve. | 20 | minute | 2010-10-01T00:00:00 | as required | n/a | as required | n/a | n/a | n/a | 0 | 0 | n/a

## Impact
Name | CreatedBy | CreatedOn | ImpactType | ImpactStage | SheetName | RowName | Value | ImpactUnit | LeadInTime | Duration | LeadOutTime | ExtSystem | ExtObject | ExtIdentifier | Description

## Document
Name | CreatedBy | CreatedOn | Category | ApprovalBy | Stage | SheetName | RowName | Directory | File | ExtSystem | ExtObject | ExtIdentifier | Description | Reference
Bath/Shower Product Data | mariangelica.carrasquillo@usace.army.mil | 2011-05-25T19:06:43 | Product Data | Contractor Certified | Submitted | Type | Bath/Shower | document | BathTub_ProductData.pdf | Autodesk Revit MEP 2011 | IfcSanitaryTerminalType | 2h405XijT83A$BX7w5ki4w | Bath/Shower | n/a
Bath/Shower Warranty | mariangelica.carrasquillo@usace.army.mil | 2011-05-25T19:06:43 | Product Data | Contractor Certified | Submitted | Type | Bath/Shower | document | KOHLER_ Warranty Information.pdf | Autodesk Revit MEP 2011 | IfcSanitaryTerminalType | 2h405XijT83A$BX7w5ki4w | Bath/Shower | n/a
Boiler Product Data | mariangelica.carrasquillo@usace.army.mil | 2011-05-25T19:06:43 | Product Data | Contractor Certified | Submitted | Type | Boiler | document | HotWaterHeater_ProductInfo.PDF | Autodesk Revit MEP 2011 | IfcBoilerType | 10k69mF8j4eeUjUpzCXCG7 | Boiler | n/a
Cabinet Type A Product Data | mariangelica.carrasquillo@usace.army.mil | 2011-05-25T19:06:43 | Product Data | Contractor Certified | Submitted | Type | Cabinet Type A | document | KitchenBaseUpperCabinet-ProductData.pdf | Autodesk Revit Architecture 2011 | IfcFurnitureType | 0wkEuT1wr1kOyafLY4v$qt | Cabinet Type A | n/a
Cabinet Type B Product Data | mariangelica.carrasquillo@usace.army.mil | 2011-05-25T19:06:43 | Product Data | Contractor Certified | Submitted | Type | Cabinet Type B | document | 800mmCupboards_ProductData.PDF | Autodesk Revit Architecture 2011 | IfcFurnitureType | 0wkEuT1wr1kOyafLY4vyuY | Cabinet Type B | n/a
Cabinet Type C Product Data | mariangelica.carrasquillo@usace.army.mil | 2011-05-25T19:06:43 | Product Data | Contractor Certified | Submitted | Type | Cabinet Type C | document | VanityCabinet-ProductData.PDF | Autodesk Revit Architecture 2011 | IfcFurnitureType | 2gRXFgjRn2HPE$YoDLX0$a | Cabinet Type C | n/a
Cabinet Type D Product Data | mariangelica.carrasquillo@usace.army.mil | 2011-05-25T19:06:43 | Product Data | Contractor Certified | Submitted | Type | Cabinet Type D | document | VanityCabinet-ProductData.PDF | Autodesk Revit Architecture 2011 | IfcFurnitureType | 2gRXFgjRn2HPE$YoDLX0tW | Cabinet Type D | n/a
Cabinet Type E Product Data | mariangelica.carrasquillo@usace.army.mil | 2011-05-25T19:06:43 | Product Data | Contractor Certified | Submitted | Type | Cabinet Type E | document | KitchenBaseUpperCabinet-ProductData.pdf | Autodesk Revit Architecture 2011 | IfcFurnitureType | 0iEHWY1$XA8eQeeULq4jRb | Cabinet Type E | n/a
Coffee Table Product Data | mariangelica.carrasquillo@usace.army.mil | 2011-05-25T19:06:43 | Product Data | Contractor Certified | Submitted | Type | Furniture - Coffee Table | document | LargeCoffeeTeble_ProductInfo.PDF | Autodesk Revit Architecture 2011 | IfcFurnitureType | 2OBrcmyk58NupXoVOHUsk0 | Furniture - Coffee Table | n/a
Counter Top Product Data | mariangelica.carrasquillo@usace.army.mil | 2011-05-25T19:06:43 | Product Data | Contractor Certified | Submitted | Type | Counter Top | document | Countertop-ProductData.PDF | Autodesk Revit Architecture 2011 | IfcFurnitureType | 3gitB6$NLAKweiR$I8cy2i | Counter Top | n/a
Door Type A Product Data | mariangelica.carrasquillo@usace.army.mil | 2011-05-25T19:06:43 | Product Data | Contractor Certified | Submitted | Type | Door Type A | document | 0762x2032Door_ProductData.PDF | Autodesk Revit Architecture 2011 | IfcDoorStyle | 2S67XPaW1CHg1jrMmPps_z | Door Type A | n/a
Door Type B Product Data | mariangelica.carrasquillo@usace.army.mil | 2011-05-25T19:06:43 | Product Data | Contractor Certified | Submitted | Type | Door Type B | document | 0813x2420Door_ProductData.PDF | Autodesk Revit Architecture 2011 | IfcDoorStyle | 0pB8AT2hfEtQhuGzBhCesc | Door Type B | n/a
Door Type C Product Data | mariangelica.carrasquillo@usace.army.mil | 2011-05-25T19:06:43 | Product Data | Contractor Certified | Submitted | Type | Door Type C | document | 0864x2032Door_ProductData.PDF | Autodesk Revit Architecture 2011 | IfcDoorStyle | 3HoP2o48vFlPEmd6lsQCdI | Door Type C | n/a
Door Type D Product Data | mariangelica.carrasquillo@usace.army.mil | 2011-05-25T19:06:43 | Product Data | Contractor Certified | Submitted | Type | Door Type D | document | 1250x2010Door_ProductData.PDF | Autodesk Revit Architecture 2011 | IfcDoorStyle | 28VDfyq51BtxN68z6Brpvs | Door Type D | n/a
Duplex Receptacle Product Data | mariangelica.carrasquillo@usace.army.mil | 2011-05-25T19:06:43 | Product Data | Contractor Certified | Submitted | Type | Duplex Receptacle Product Data | document | DuplexReceptacles_ProductData.PDF | Autodesk Revit MEP 2011 | IfcOutletType | 1K7eM1Qof1dOc9$mY9I4CF | Duplex Receptacle | n/a
Exhaust Fan Product Data | mariangelica.carrasquillo@usace.army.mil | 2011-05-25T19:06:43 | Product Data | Contractor Certified | Submitted | Type | Exhaust Fan | document | CentrifugalFan-ProductData.PDF | Autodesk Revit MEP 2011 | IfcFanType | 2Rz4AOKDzDwO7k0TYgCbNX | Exhaust Fan | n/a
Fire Alarm Product Data | mariangelica.carrasquillo@usace.army.mil | 2011-05-25T19:06:43 | Product Data | Contractor Certified | Submitted | Type | Fire Alarm | document | UTC FIRE & SECURITY GE 6001020 FTP 1000 FireAlramPanel.pdf | Autodesk Revit MEP 2011 | IfcElectricApplianceType | 1X2juAWRHAZx7O3Qb7ibVJ | Fire Alarm | n/a
Inline Pump Product Data | mariangelica.carrasquillo@usace.army.mil | 2011-05-25T19:06:43 | Product Data | Contractor Certified | Submitted | Type | Inline Pump | document | Pump.pdf | Autodesk Revit MEP 2011 | IfcPumpType | 13kXneVBL8egWoGKRJw4xa | Inline Pump | n/a
Intercom Product Data | mariangelica.carrasquillo@usace.army.mil | 2011-05-25T19:06:43 | Product Data | Contractor Certified | Submitted | Type | Intercom | document | PhoneOutlet-ProductData.PDF | Autodesk Revit MEP 2011 | IfcElectricApplianceType | 1l2cgO2D5FS9t6u8i4CvnC | Intercom | n/a
King Bed Product Data | mariangelica.carrasquillo@usace.army.mil | 2011-05-25T19:06:43 | Product Data | Contractor Certified | Submitted | Type | Furniture - King Bed | document | Beds-ProductData.PDF | Autodesk Revit Architecture 2011 | IfcFurnitureType | 2OBrcmyk58NupXoVOHUvfz | Furniture - King Bed | n/a
Light Fixture Type A Product Data | mariangelica.carrasquillo@usace.army.mil | 2011-05-25T19:06:43 | Product Data | Contractor Certified | Submitted | Type | Light Fixture Type A | document | SconceLight_ProductInfo.PDF | Autodesk Revit MEP 2011 | IfcLightFixtureType | 1K7eM1Qof1dOc9$mY9I4Co | Light Fixture Type A | n/a
Light Fixture Type B Product Data | mariangelica.carrasquillo@usace.army.mil | 2011-05-25T19:06:43 | Product Data | Contractor Certified | Submitted | Type | Light Fixture Type B | document | PendantLight_ProductInfo.PDF | Autodesk Revit MEP 2011 | IfcLightFixtureType | 1K7eM1Qof1dOc9$mY9I4Cs | Light Fixture Type B | n/a
Microwave O&M | mariangelica.carrasquillo@usace.army.mil | 2011-05-25T19:06:43 | Operation and Maintenance | Contractor Certified | Submitted | Type | Appliance - Microwave | document | Microwave-O&M.PDF | n/a | n/a | n/a | Appliance - Microwave | n/a
Microwave Product Data | mariangelica.carrasquillo@usace.army.mil | 2011-05-25T19:06:43 | Product Data | Contractor Certified | Submitted | Type | Appliance - Microwave | document | Microwave-ProductData.PDF | Autodesk Revit MEP 2011 | IfcElectricApplianceType | 0BXZ22CoT4Qw2YCiUW32ZC | Appliance - Microwave | n/a
Panelboard Product Data | mariangelica.carrasquillo@usace.army.mil | 2011-05-25T19:06:43 | Product Data | Contractor Certified | Submitted | Type | Panelboard | document | PanelBoard.pdf | Autodesk Revit MEP 2011 | IfcElectricApplianceType | 1K7eM1Qof1dOc9$mY9I4DL | Panel Board | n/a
Queen Bed Product Data | mariangelica.carrasquillo@usace.army.mil | 2011-05-25T19:06:43 | Product Data | Contractor Certified | Submitted | Type | Furniture - Queen Bed | document | Beds-ProductData.PDF | Autodesk Revit Architecture 2011 | IfcFurnitureType | 2OBrcmyk58NupXoVOHUvfp | Furniture - Queen Bed | n/a
Radiator Product Data | mariangelica.carrasquillo@usace.army.mil | 2011-05-25T19:06:43 | Product Data | Contractor Certified | Submitted | Type | Radiator | document | Radiator_ProductInfo.PDF | Autodesk Revit MEP 2011 | IfcHeatExchangerType | 13kXneVBL8egWoGKRJw7Uw | Radiator | n/a
Range O&M | mariangelica.carrasquillo@usace.army.mil | 2011-05-25T19:06:43 | Operation and Maintenance | Contractor Certified | Submitted | Type | Appliance - Range | document | Range-O&M.PDF | n/a | n/a | n/a | n/a | n/a
Range Product Data | mariangelica.carrasquillo@usace.army.mil | 2011-05-25T19:06:43 | Product Data | Contractor Certified | Submitted | Type | Appliance - Range | document | Range-ProductData.PDF | Autodesk Revit MEP 2011 | IfcElectricApplianceType | 1K7eM1Qof1dOc9$mY9I4oc | Appliance - Range | n/a
Refrigerator O&M | mariangelica.carrasquillo@usace.army.mil | 2011-05-25T19:06:43 | Operation and Maintenance | Contractor Certified | Submitted | Type | Appliance - Refrigerator | document | Fridge-O&M.PDF | Autodesk Revit MEP 2011 | IfcElectricApplianceType | 1K7eM1Qof1dOc9$mY9I4Ci | Appliance - Refrigerator | n/a
Refrigerator Product Data | mariangelica.carrasquillo@usace.army.mil | 2011-05-25T19:06:43 | Product Data | Contractor Certified | Submitted | Type | Appliance - Refrigerator | document | Fridge-ProductData.PDF | Autodesk Revit MEP 2011 | IfcElectricApplianceType | 1K7eM1Qof1dOc9$mY9I4Ci | Appliance - Refrigerator | n/a
Refrigerator Warranty | mariangelica.carrasquillo@usace.army.mil | 2011-05-25T19:06:43 | Operation and Maintenance | Contractor Certified | Submitted | Type | Appliance - Refrigerator | document | Fridge-Warranty.PDF | Autodesk Revit MEP 2011 | IfcElectricApplianceType | 1K7eM1Qof1dOc9$mY9I4Ci | Appliance - Refrigerator | n/a
Shower Product Data | mariangelica.carrasquillo@usace.army.mil | 2011-05-25T19:06:43 | Product Data | Contractor Certified | Submitted | Type | Shower | document | Shower_ProductInfo.PDF | Autodesk Revit MEP 2011 | IfcSanitaryTerminalType | 2h405XijT83A$BX7w5ki4q | Shower | n/a
Side Table Product Data | mariangelica.carrasquillo@usace.army.mil | 2011-05-25T19:06:43 | Product Data | Contractor Certified | Submitted | Type | Furniture - Side Table | document | SmallCoffeeTable-ProductData.PDF | Autodesk Revit Architecture 2011 | IfcFurnitureType | 2OBrcmyk58NupXoVOHUsk4 | Furniture - Side Table | n/a
Single Pole Switch Product Data | mariangelica.carrasquillo@usace.army.mil | 2011-05-25T19:06:43 | Product Data | Contractor Certified | Submitted | Type | Single Pole Switch | document | SinglePoleSwitch_ProductData.PDF | Autodesk Revit MEP 2011 | IfcLightFixtureType | 1K7eM1Qof1dOc9$mY9I4C2 | Single Pole Switch | n/a
Sink Type A Product Data | mariangelica.carrasquillo@usace.army.mil | 2011-05-25T19:06:43 | Product Data | Contractor Certified | Submitted | Type | Sink Type A | document | OvalLavatory455x455_ProductData.PDF | Autodesk Revit MEP 2011 | IfcSanitaryTerminalType | 2h405XijT83A$BX7w5ki4_ | Sink Type A | n/a
Sink Type B Product Data | mariangelica.carrasquillo@usace.army.mil | 2011-05-25T19:06:43 | Product Data | Contractor Certified | Submitted | Type | Sink Type B | document | Lavatory535x485_ProductInfo.PDF | Autodesk Revit MEP 2011 | IfcSanitaryTerminalType | 2h405XijT83A$BX7w5ki4o | Sink Type B | n/a
Sink Type C Product Data | mariangelica.carrasquillo@usace.army.mil | 2011-05-25T19:06:43 | Product Data | Contractor Certified | Submitted | Type | Sing Type C | document | Washbasin650x485_ProductInfo.PDF | Autodesk Revit MEP 2011 | IfcSanitaryTerminalType | 2h405XijT83A$BX7w5ki4u | Sing Type C | n/a
Skylight Product Data | mariangelica.carrasquillo@usace.army.mil | 2011-05-25T19:06:43 | Product Data | Contractor Certified | Submitted | Type | Skylight | document | Skylight_ProductInfo.PDF | Autodesk Revit Architecture 2011 | IfcWindowStyle | 29AJardrPBzPvPF6$RkL5e | Skylight | n/a
Smoke Detector Product Data | mariangelica.carrasquillo@usace.army.mil | 2011-05-25T19:06:43 | Product Data | Contractor Certified | Submitted | Type | Smoke Detector | document | SmokeDetector-ProductData.PDF | Autodesk Revit MEP 2011 | IfcProtectiveDeviceType | 1l2cgO2D5FS9t6u8i4CuNa | Smoke Detector | n/a
Sofa Product Data | mariangelica.carrasquillo@usace.army.mil | 2011-05-25T19:06:43 | Product Data | Contractor Certified | Submitted | Type | Furniture - Sofa | document | 3SeaterSofa_ProductInfo.PDF | Autodesk Revit Architecture 2011 | IfcFurnitureType | 2OBrcmyk58NupXoVOHUsvk | Furniture - Sofa | n/a
Telophone Outlet Product Data | mariangelica.carrasquillo@usace.army.mil | 2011-05-25T19:06:43 | Product Data | Contractor Certified | Submitted | Type | Telophone Outlet | document | PhoneLineTerminalBlocks.pdf | Autodesk Revit MEP 2011 | IfcElectricApplianceType | 1X2juAWRHAZx7O3Qb7iaeb | Telophone Outlet | n/a
Thermostat Product Data | mariangelica.carrasquillo@usace.army.mil | 2011-05-25T19:06:43 | Product Data | Contractor Certified | Submitted | Type | Thermostat | document | Thermostast-ProductData.PDF | Autodesk Revit MEP 2011 | IfcControllerType | 1l2cgO2D5FS9t6u8i4Cvjw | Thermostat | n/a
Toilet Product Data | mariangelica.carrasquillo@usace.army.mil | 2011-05-25T19:06:43 | Product Data | Contractor Certified | Submitted | Type | Toilet | document | Toilet_ProductInfo.PDF | Autodesk Revit MEP 2011 | IfcSanitaryTerminalType | 2h405XijT83A$BX7w5ki4r | Toilet | n/a
Window Type A Product Data | mariangelica.carrasquillo@usace.army.mil | 2011-05-25T19:06:43 | Product Data | Contractor Certified | Submitted | Type | Window Type A | document | 2800x2410Windows_ProductData.PDF | Autodesk Revit Architecture 2011 | IfcWindowStyle | 1Hp7d9GfPDLRfj2gMllatM | Window Type A | n/a
Window Type B Product Data | mariangelica.carrasquillo@usace.army.mil | 2011-05-25T19:06:43 | Product Data | Contractor Certified | Submitted | Type | Window Type B | document | 4835x2420Windows_ProductData.PDF | Autodesk Revit Architecture 2011 | IfcWindowStyle | 1Jx6Wzbs17ugoFEefHo1BC | Window Type B | n/a
Window Type C Product Data | mariangelica.carrasquillo@usace.army.mil | 2011-05-25T19:06:43 | Product Data | Contractor Certified | Submitted | Type | Window Type C | document | 750x2200Windows_ProductInfo.PDF | Autodesk Revit Architecture 2011 | IfcWindowStyle | 1DUB3WxH5BFQb5h$$S4JfA | Window Type C | n/a
Window Type D Product Data | mariangelica.carrasquillo@usace.army.mil | 2011-05-25T19:06:43 | Product Data | Contractor Certified | Submitted | Type | Window Type D | document | Window819x759_ProductData.PDF | Autodesk Revit Architecture 2011 | IfcWindowStyle | 3N9NZSp2HBSBX50KQyBDXG | Window Type D | n/a

## Attribute
Name | CreatedBy | CreatedOn | Category | SheetName | RowName | Value | Unit | ExtSystem | ExtObject | ExtIdentifier | Description | AllowedValues
Perimeter | mariangelica.carrasquillo@usace.army.mil | 2011-09-27T16:15:04 | As Built | Space | B205 | 5.404 | meter | Autodesk Revit Architecture 2011 | PSet_Revit_Dimensions | 3Sx0flAK1DcOgyP_hApnz9 | Perimeter | n/a
Volume | mariangelica.carrasquillo@usace.army.mil | 2011-09-27T16:15:05 | As Built | Space | B205 | 3.611 | meter | Autodesk Revit Architecture 2011 | PSet_Revit_Dimensions | 3Sx0flAK1DcOgyP_hApnz9 | Volume | n/a
Perimeter | mariangelica.carrasquillo@usace.army.mil | 2011-09-27T16:15:06 | As Built | Space | B204 | 9.872 | meter | Autodesk Revit Architecture 2011 | PSet_Revit_Dimensions | 3XJlLAjy577R5q9FRWJZsb | Perimeter | n/a
Volume | mariangelica.carrasquillo@usace.army.mil | 2011-09-27T16:15:07 | As Built | Space | B204 | 12.301 | meter | Autodesk Revit Architecture 2011 | PSet_Revit_Dimensions | 3XJlLAjy577R5q9FRWJZsb | Volume | n/a
Perimeter | mariangelica.carrasquillo@usace.army.mil | 2011-09-27T16:15:08 | As Built | Space | B203 | 21.908 | meter | Autodesk Revit Architecture 2011 | PSet_Revit_Dimensions | 1gqTCk8_P8j9YXl4pKM3fe | Perimeter | n/a
Volume | mariangelica.carrasquillo@usace.army.mil | 2011-09-27T16:15:09 | As Built | Space | B203 | 56.894 | meter | Autodesk Revit Architecture 2011 | PSet_Revit_Dimensions | 1gqTCk8_P8j9YXl4pKM3fe | Volume | n/a
Perimeter | mariangelica.carrasquillo@usace.army.mil | 2011-09-27T16:15:10 | As Built | Space | B202 | 21.422 | meter | Autodesk Revit Architecture 2011 | PSet_Revit_Dimensions | 1TgxhwXBb0pvc4O3wApv7l | Perimeter | n/a
Volume | mariangelica.carrasquillo@usace.army.mil | 2011-09-27T16:15:11 | As Built | Space | B202 | 56.894 | meter | Autodesk Revit Architecture 2011 | PSet_Revit_Dimensions | 1TgxhwXBb0pvc4O3wApv7l | Volume | n/a
Perimeter | mariangelica.carrasquillo@usace.army.mil | 2011-09-27T16:15:12 | As Built | Space | B201 | 15.319 | meter | Autodesk Revit Architecture 2011 | PSet_Revit_Dimensions | 2FqGHNHnL7WgKguK2GWBKb | Perimeter | n/a
Volume | mariangelica.carrasquillo@usace.army.mil | 2011-09-27T16:15:13 | As Built | Space | B201 | 18.115 | meter | Autodesk Revit Architecture 2011 | PSet_Revit_Dimensions | 2FqGHNHnL7WgKguK2GWBKb | Volume | n/a
Perimeter | mariangelica.carrasquillo@usace.army.mil | 2011-09-27T16:15:14 | As Built | Space | A205 | 5.435 | meter | Autodesk Revit Architecture 2011 | PSet_Revit_Dimensions | 3Kej1LMmLFFv1q5cOROun2 | Perimeter | n/a
Volume | mariangelica.carrasquillo@usace.army.mil | 2011-09-27T16:15:15 | As Built | Space | A205 | 3.672 | meter | Autodesk Revit Architecture 2011 | PSet_Revit_Dimensions | 3Kej1LMmLFFv1q5cOROun2 | Volume | n/a
Perimeter | mariangelica.carrasquillo@usace.army.mil | 2011-09-27T16:15:16 | As Built | Space | A203 | 21.482 | meter | Autodesk Revit Architecture 2011 | PSet_Revit_Dimensions | 18x43GY_X1IPTGgPQsZu2M | Perimeter | n/a
Volume | mariangelica.carrasquillo@usace.army.mil | 2011-09-27T16:15:17 | As Built | Space | A203 | 56.894 | meter | Autodesk Revit Architecture 2011 | PSet_Revit_Dimensions | 18x43GY_X1IPTGgPQsZu2M | Volume | n/a
Perimeter | mariangelica.carrasquillo@usace.army.mil | 2011-09-27T16:15:18 | As Built | Space | R301 | 51.532 | meter | Autodesk Revit Architecture 2011 | PSet_Revit_Dimensions | 38mf_QhV5AC9SCX170Di77 | Perimeter | n/a
Volume | mariangelica.carrasquillo@usace.army.mil | 2011-09-27T16:15:19 | As Built | Space | R301 | 405.453 | meter | Autodesk Revit Architecture 2011 | PSet_Revit_Dimensions | 38mf_QhV5AC9SCX170Di77 | Volume | n/a
Perimeter | mariangelica.carrasquillo@usace.army.mil | 2011-09-27T16:15:20 | As Built | Space | A204 | 9.841 | meter | Autodesk Revit Architecture 2011 | PSet_Revit_Dimensions | 1c9QrLEi51DAOC5wSkN0jT | Perimeter | n/a
Volume | mariangelica.carrasquillo@usace.army.mil | 2011-09-27T16:15:21 | As Built | Space | A204 | 12.24 | meter | Autodesk Revit Architecture 2011 | PSet_Revit_Dimensions | 1c9QrLEi51DAOC5wSkN0jT | Volume | n/a
Perimeter | mariangelica.carrasquillo@usace.army.mil | 2011-09-27T16:15:22 | As Built | Space | A201 | 15.319 | meter | Autodesk Revit Architecture 2011 | PSet_Revit_Dimensions | 0s2gvnbuHFsPHqUBVmekO5 | Perimeter | n/a
Volume | mariangelica.carrasquillo@usace.army.mil | 2011-09-27T16:15:23 | As Built | Space | A201 | 18.115 | meter | Autodesk Revit Architecture 2011 | PSet_Revit_Dimensions | 0s2gvnbuHFsPHqUBVmekO5 | Volume | n/a
Perimeter | mariangelica.carrasquillo@usace.army.mil | 2011-09-27T16:15:24 | As Built | Space | A202 | 21.422 | meter | Autodesk Revit Architecture 2011 | PSet_Revit_Dimensions | 0BTfgrhSzE7A4ylBNY0c08 | Perimeter | n/a
Volume | mariangelica.carrasquillo@usace.army.mil | 2011-09-27T16:15:25 | As Built | Space | A202 | 56.894 | meter | Autodesk Revit Architecture 2011 | PSet_Revit_Dimensions | 0BTfgrhSzE7A4ylBNY0c08 | Volume | n/a
Perimeter | mariangelica.carrasquillo@usace.army.mil | 2011-09-27T16:15:26 | As Built | Space | B105 | 10.496 | meter | Autodesk Revit Architecture 2011 | PSet_Revit_Dimensions | 3uiiukItvFxOi6XylbuSjr | Perimeter | n/a
Volume | mariangelica.carrasquillo@usace.army.mil | 2011-09-27T16:15:27 | As Built | Space | B105 | 20.796 | meter | Autodesk Revit Architecture 2011 | PSet_Revit_Dimensions | 3uiiukItvFxOi6XylbuSjr | Volume | n/a
Perimeter | mariangelica.carrasquillo@usace.army.mil | 2011-09-27T16:15:28 | As Built | Space | A105 | 10.496 | meter | Autodesk Revit Architecture 2011 | PSet_Revit_Dimensions | 2gNTmBlCbFMgskn4OUoSbg | Perimeter | n/a
Volume | mariangelica.carrasquillo@usace.army.mil | 2011-09-27T16:15:29 | As Built | Space | A105 | 20.796 | meter | Autodesk Revit Architecture 2011 | PSet_Revit_Dimensions | 2gNTmBlCbFMgskn4OUoSbg | Volume | n/a
Perimeter | mariangelica.carrasquillo@usace.army.mil | 2011-09-27T16:15:30 | As Built | Space | A104 | 8.204 | meter | Autodesk Revit Architecture 2011 | PSet_Revit_Dimensions | 2Sim8EGvTAqOiKGeGOrdc2 | Perimeter | n/a
Volume | mariangelica.carrasquillo@usace.army.mil | 2011-09-27T16:15:31 | As Built | Space | A104 | 8.177 | meter | Autodesk Revit Architecture 2011 | PSet_Revit_Dimensions | 2Sim8EGvTAqOiKGeGOrdc2 | Volume | n/a
Perimeter | mariangelica.carrasquillo@usace.army.mil | 2011-09-27T16:15:32 | As Built | Space | A101 | 24.216 | meter | Autodesk Revit Architecture 2011 | PSet_Revit_Dimensions | 2WXcQa25TFPA6hwaz39uPL | Perimeter | n/a
Volume | mariangelica.carrasquillo@usace.army.mil | 2011-09-27T16:15:33 | As Built | Space | A101 | 40.241 | meter | Autodesk Revit Architecture 2011 | PSet_Revit_Dimensions | 2WXcQa25TFPA6hwaz39uPL | Volume | n/a
Perimeter | mariangelica.carrasquillo@usace.army.mil | 2011-09-27T16:15:34 | As Built | Space | B101 | 24.216 | meter | Autodesk Revit Architecture 2011 | PSet_Revit_Dimensions | 1D_mXdOwb7efr7pmeNddcD | Perimeter | n/a
Volume | mariangelica.carrasquillo@usace.army.mil | 2011-09-27T16:15:35 | As Built | Space | B101 | 40.241 | meter | Autodesk Revit Architecture 2011 | PSet_Revit_Dimensions | 1D_mXdOwb7efr7pmeNddcD | Volume | n/a
Perimeter | mariangelica.carrasquillo@usace.army.mil | 2011-09-27T16:15:36 | As Built | Space | B102 | 22.028 | meter | Autodesk Revit Architecture 2011 | PSet_Revit_Dimensions | 3MpcAQiZD9bxGV8rU4mrnC | Perimeter | n/a
Volume | mariangelica.carrasquillo@usace.army.mil | 2011-09-27T16:15:37 | As Built | Space | B102 | 71.391 | meter | Autodesk Revit Architecture 2011 | PSet_Revit_Dimensions | 3MpcAQiZD9bxGV8rU4mrnC | Volume | n/a
Perimeter | mariangelica.carrasquillo@usace.army.mil | 2011-09-27T16:15:38 | As Built | Space | A103 | 16.419 | meter | Autodesk Revit Architecture 2011 | PSet_Revit_Dimensions | 1o5NQx2dvCWPSliMtTa2$v | Perimeter | n/a
Volume | mariangelica.carrasquillo@usace.army.mil | 2011-09-27T16:15:39 | As Built | Space | A103 | 33.512 | meter | Autodesk Revit Architecture 2011 | PSet_Revit_Dimensions | 1o5NQx2dvCWPSliMtTa2$v | Volume | n/a
Perimeter | mariangelica.carrasquillo@usace.army.mil | 2011-09-27T16:15:40 | As Built | Space | B103 | 16.419 | meter | Autodesk Revit Architecture 2011 | PSet_Revit_Dimensions | 2U8e6Duuj2yeNPYBf4VvI7 | Perimeter | n/a
Volume | mariangelica.carrasquillo@usace.army.mil | 2011-09-27T16:15:41 | As Built | Space | B103 | 33.512 | meter | Autodesk Revit Architecture 2011 | PSet_Revit_Dimensions | 2U8e6Duuj2yeNPYBf4VvI7 | Volume | n/a
Perimeter | mariangelica.carrasquillo@usace.army.mil | 2011-09-27T16:15:42 | As Built | Space | A102 | 22.028 | meter | Autodesk Revit Architecture 2011 | PSet_Revit_Dimensions | 3a68FadBb1uxrkgQ0mNG83 | Perimeter | n/a
Volume | mariangelica.carrasquillo@usace.army.mil | 2011-09-27T16:15:43 | As Built | Space | A102 | 71.391 | meter | Autodesk Revit Architecture 2011 | PSet_Revit_Dimensions | 3a68FadBb1uxrkgQ0mNG83 | Volume | n/a
Perimeter | mariangelica.carrasquillo@usace.army.mil | 2011-09-27T16:15:44 | As Built | Space | B104 | 8.204 | meter | Autodesk Revit Architecture 2011 | PSet_Revit_Dimensions | 0CxODC1SD0Q8s9UcbGdOFB | Perimeter | n/a
Volume | mariangelica.carrasquillo@usace.army.mil | 2011-09-27T16:15:45 | As Built | Space | B104 | 8.177 | meter | Autodesk Revit Architecture 2011 | PSet_Revit_Dimensions | 0CxODC1SD0Q8s9UcbGdOFB | Volume | n/a
HasSinkHole | mariangelica.carrasquillo@usace.army.mil | 2010-09-08 | As Built | Component | Counter Top-1 | True | boolean | n/a | IfcPropertySingleValue | n/a | Indication for whether the counter top has a hole to install a sink.
HasSinkHole | mariangelica.carrasquillo@usace.army.mil | 2010-09-09 | As Built | Component | Counter Top-2 | True | boolean | n/a | IfcPropertySingleValue | n/a | Indication for whether the counter top has a hole to install a sink.
HasSinkHole | mariangelica.carrasquillo@usace.army.mil | 2010-09-10 | As Built | Component | Counter Top-3 | False | boolean | n/a | IfcPropertySingleValue | n/a | Indication for whether the counter top has a hole to install a sink.
HasSinkHole | mariangelica.carrasquillo@usace.army.mil | 2010-09-11 | As Built | Component | Counter Top-4 | False | boolean | n/a | IfcPropertySingleValue | n/a | Indication for whether the counter top has a hole to install a sink.
HasSinkHole | mariangelica.carrasquillo@usace.army.mil | 2010-09-12 | As Built | Component | Counter Top-5 | False | boolean | n/a | IfcPropertySingleValue | n/a | Indication for whether the counter top has a hole to install a sink.
HasSinkHole | mariangelica.carrasquillo@usace.army.mil | 2010-09-13 | As Built | Component | Counter Top-6 | False | boolean | n/a | IfcPropertySingleValue | n/a | Indication for whether the counter top has a hole to install a sink.
Current | mariangelica.carrasquillo@usace.army.mil | 2010-08-25 | As Built | Type | Duplex Receptacle | 20 | Amp | n/a | IfcPropertySingleValue | Pset_ElectricalDeviceCommon | The current that a device is designed to handle.
Voltage | mariangelica.carrasquillo@usace.army.mil | 2010-08-25 | As Built | Type | Duplex Receptacle | 125 | Volts | n/a | IfcPropertySingleValue | Pset_ElectricalDeviceCommon | The voltage that a device is designed to handle.
Power | mariangelica.carrasquillo@usace.army.mil | 2010-08-25 | As Built | Type | Duplex Receptacle | n/a | n/a | n/a | IfcPropertySingleValue | Pset_ElectricalDeviceCommon | The power that a device is designed to handle.
Frequency | mariangelica.carrasquillo@usace.army.mil | 2010-08-25 | As Built | Type | Duplex Receptacle | n/a | n/a | n/a | IfcPropertySingleValue | Pset_ElectricalDeviceCommon | The frequency that a device is designed to handle.
PhaseAngle | mariangelica.carrasquillo@usace.army.mil | 2010-08-25 | As Built | Type | Duplex Receptacle | n/a | n/a | n/a | IfcPropertySingleValue | Pset_ElectricalDeviceCommon | The angular difference between two waveforms of the same frequency.
PhaseReference | mariangelica.carrasquillo@usace.army.mil | 2010-08-25 | As Built | Type | Duplex Receptacle | n/a | n/a | n/a | IfcPropertySingleValue | Pset_ElectricalDeviceCommon | The phase identification used for the device electrical input. This should be the same phase identifier that is used for the conductor segment providing the electrical service to the device. In general, it is recommended that IEC mmendations for phase identification are used (L1, L2 etc.). However, other phase identifiers may be used such as bycolor (Red, Blue, Yellow) or by number (1, 2, 3) etc.recommended that IEC recommendations for phase identification are used(L1, L2 etc.). However, other phase identifiers may be used such as bycolor (Red, Blue, Yellow) or by number (1, 2, 3) etc.
NumberOfPoles | mariangelica.carrasquillo@usace.army.mil | 2010-08-25 | As Built | Type | Duplex Receptacle | 2 | each | n/a | IfcPropertySingleValue | Pset_ElectricalDeviceCommon | The number of live lines that is intemnded to be handled by the device.
HasProtectiveEarth | mariangelica.carrasquillo@usace.army.mil | 2010-08-25 | As Built | Type | Duplex Receptacle | True | boolean | n/a | IfcPropertySingleValue | Pset_ElectricalDeviceCommon | Indicates whether the electrical device has a protective earth connection | true, false, unknown
IPCode | mariangelica.carrasquillo@usace.army.mil | 2010-08-25 | As Built | Type | Duplex Receptacle | n\a | n/a | n/a | IfcPropertySingleValue | Pset_ElectricalDeviceCommon | IEC 529 (1989) Classification of degrees of protection provided by enclosures (IP Code)
InsulationStandardClass | mariangelica.carrasquillo@usace.army.mil | 2010-08-25 | As Built | Type | Duplex Receptacle | n/a | n/a | n/a | IfcPropertySingleValue | Pset_ElectricalDeviceCommon | Insulation standard classes provides basic protection information against electric shock. Defines levels of insulation required in terms of constructional requirements (creepage and clearance distances) and electrical requirements (compliance with electric strength tests). Basic insulation is considered to be shorted under single fault conditions. The actual values required depend on the working voltage to which the insulation is subjected, as well as other factors. Also indicates whether the electrical device has a protective earth connection. | 0, 0I,I, II, III
Reference | mariangelica.carrasquillo@usace.army.mil | 2010-08-25 | As Built | Type | Duplex Receptacle | n/a | n/a | n/a | IfcPropertySingleValue | Pset_OutletTypeCommon | Reference ID for this specified type in this project (e.g. type 'A-1'), provided, if there is no classification reference to a recognized classification system used.
IsPluggableOutlet | mariangelica.carrasquillo@usace.army.mil | 2010-08-25 | As Built | Type | Duplex Receptacle | True | boolean | n/a | IfcPropertySingleValue | Pset_OutletTypeCommon | Indication of whether the outlet accepts a loose plug connection (= TRUE) or whether it is directly connected (=FALSE) or whether the form of connection has not yet been determined (= UNKNOWN).
UNSPSC_ID | mariangelica.carrasquillo@usace.army.mil | 2010-08-25 | As Built | Type | Duplex Receptacle | 39121406 | classification | n/a | IfcPropertySingleValue | Possible_Pset_ProductCode | UNSPSC ID
UNSPSC_Name | mariangelica.carrasquillo@usace.army.mil | 2010-08-25 | As Built | Type | Duplex Receptacle | Electrical receptacles | classification | n/a | IfcPropertySingleValue | Possible_Pset_ProductCode | UNSPSC Name
Style | mariangelica.carrasquillo@usace.army.mil | 2010-09-07 | As Built | Type | Duplex Receptacle | Duplex | n/a | n/a | IfcPropertySingleValue | Legrand_ReceptacleTypeCommon
Wires | mariangelica.carrasquillo@usace.army.mil | 2010-09-07 | As Built | Type | Duplex Receptacle | 3-Wire | each | n/a | IfcPropertySingleValue | Legrand_ReceptacleTypeCommon
WiringMethod | mariangelica.carrasquillo@usace.army.mil | 2010-09-07 | As Built | Type | Duplex Receptacle | Back | n/a | n/a | IfcPropertySingleValue | Legrand_ReceptacleTypeCommon
HospitalGrade? | mariangelica.carrasquillo@usace.army.mil | 2010-09-08 | As Built | Type | Duplex Receptacle | False | n/a | n/a | IfcPropertySingleValue | Legrand_ReceptacleTypeCommon
NEMAConfig.No. | mariangelica.carrasquillo@usace.army.mil | 2010-09-07 | As Built | Type | Duplex Receptacle | 5-20R | n/a | n/a | IfcPropertySingleValue | Legrand_ReceptacleTypeCommon
Current | mariangelica.carrasquillo@usace.army.mil | 2010-08-25 | As Built | Type | Single Pole Switch | 20 | Amp | n/a | IfcPropertySingleValue | Pset_ElectricalDeviceCommon | The current that a device is designed to handle.
Voltage | mariangelica.carrasquillo@usace.army.mil | 2010-08-25 | As Built | Type | Single Pole Switch | 120 | Volts | n/a | IfcPropertySingleValue | Pset_ElectricalDeviceCommon | The voltage that a device is designed to handle.
Power | mariangelica.carrasquillo@usace.army.mil | 2010-08-25 | As Built | Type | Single Pole Switch | n/a | n/a | n/a | IfcPropertySingleValue | Pset_ElectricalDeviceCommon | The power that a device is designed to handle.
Frequency | mariangelica.carrasquillo@usace.army.mil | 2010-08-25 | As Built | Type | Single Pole Switch | n/a | n/a | n/a | IfcPropertySingleValue | Pset_ElectricalDeviceCommon | The frequency that a device is designed to handle.
PhaseAngle | mariangelica.carrasquillo@usace.army.mil | 2010-08-25 | As Built | Type | Single Pole Switch | n/a | n/a | n/a | IfcPropertySingleValue | Pset_ElectricalDeviceCommon | The angular difference between two waveforms of the same frequency.
PhaseReference | mariangelica.carrasquillo@usace.army.mil | 2010-08-25 | As Built | Type | Single Pole Switch | n/a | n/a | n/a | IfcPropertySingleValue | Pset_ElectricalDeviceCommon | The phase identification used for the device electrical input. This should be the same phase identifier that is used for the conductor segment providing the electrical service to the device. In general, it is recommended that IEC mmendations for phase identification are used (L1, L2 etc.). However, other phase identifiers may be used such as bycolor (Red, Blue, Yellow) or by number (1, 2, 3) etc.recommended that IEC recommendations for phase identification are used(L1, L2 etc.). However, other phase identifiers may be used such as bycolor (Red, Blue, Yellow) or by number (1, 2, 3) etc.
NumberOfPoles | mariangelica.carrasquillo@usace.army.mil | 2010-08-25 | As Built | Type | Single Pole Switch | 1 | each | n/a | IfcPropertySingleValue | Pset_ElectricalDeviceCommon | The number of live lines that is intemnded to be handled by the device.
HasProtectiveEarth | mariangelica.carrasquillo@usace.army.mil | 2010-08-25 | As Built | Type | Single Pole Switch | True | boolean | n/a | IfcPropertySingleValue | Pset_ElectricalDeviceCommon | Indicates whether the electrical device has a protective earth connection | true, false, unknown
IPCode | mariangelica.carrasquillo@usace.army.mil | 2010-08-25 | As Built | Type | Single Pole Switch | 783585108360 | n/a | n/a | IfcPropertySingleValue | Pset_ElectricalDeviceCommon | IEC 529 (1989) Classification of degrees of protection provided by enclosures (IP Code)
InsulationStandardClass | mariangelica.carrasquillo@usace.army.mil | 2010-08-25 | As Built | Type | Single Pole Switch | n/a | n/a | n/a | IfcPropertySingleValue | Pset_ElectricalDeviceCommon | Insulation standard classes provides basic protection information against electric shock. Defines levels of insulation required in terms of constructional requirements (creepage and clearance distances) and electrical requirements (compliance with electric strength tests). Basic insulation is considered to be shorted under single fault conditions. The actual values required depend on the working voltage to which the insulation is subjected, as well as other factors. Also indicates whether the electrical device has a protective earth connection. | 0, 0I,I, II, III
Reference | mariangelica.carrasquillo@usace.army.mil | 2011-02-16 13:22 | As Built | Type | Single Pole Switch | n/a | n/a | n/a | IfcPropertySingleValue | Pset_SwitchingDeviceTypeCommon | Reference ID for this specified type in this project (e.g. type 'A-1'), provided, if there is no classification reference to recognized classification system used.
Reference | mariangelica.carrasquillo@usace.army.mil | 2011-02-16 13:22 | As Built | Type | Single Pole Switch | n/a | n/a | n/a | IfcPropertySingleValue | Pset_SwitchingDeviceTypeCommon | Reference ID for this specified type in this project (e.g. type 'A-1'), provided, if there is no classification reference to recognized classification system used.
NumberOfGangs | mariangelica.carrasquillo@usace.army.mil | 2011-02-16 13:22 | As Built | Type | Single Pole Switch | 1 | each | n/a | IfcPropertySingleValue | Pset_SwitchingDeviceTypeCommon | Number of gangs/buttons on this switch.
SwitchFunction | mariangelica.carrasquillo@usace.army.mil | 2011-02-16 13:22 | As Built | Type | Single Pole Switch | OnOffSwitch | enum | n/a | IfcPropertySingleValue | Pset_SwitchingDeviceTypeCommon | Indicates types of switches which differs in functionality. | OnOffSwitch,IntermediateSwitch, DoubleThrowSwitch
HasLock | mariangelica.carrasquillo@usace.army.mil | 2011-02-16 13:22 | As Built | Type | Single Pole Switch | false | boolean | n/a | IfcPropertySingleValue | Pset_SwitchingDeviceTypeCommon | Indication of whether a switching device has a key operated lock (=TRUE) or not (= FALSE). | TRUE,FALSE
IsIlluminated | mariangelica.carrasquillo@usace.army.mil | 2011-02-16 13:22 | As Built | Type | Single Pole Switch | false | boolean | n/a | IfcPropertySingleValue | Pset_SwitchingDeviceTypeCommon | An indication of whether there is an illuminated indicator to show that the switch is on (=TRUE) or not (= FALSE). | TRUE,FALSE
Legend | mariangelica.carrasquillo@usace.army.mil | 2011-02-16 13:22 | As Built | Type | Single Pole Switch | n/a | n/a | n/a | IfcPropertySingleValue | Pset_SwitchingDeviceTypeCommon | A text inscribed or applied to the switch as a legend to indicate purpose or function.
SetPoint | mariangelica.carrasquillo@usace.army.mil | 2011-02-16 13:22 | As Built | Type | Single Pole Switch | n/a | n/a | n/a | IfcPropertySingleValue | Pset_SwitchingDeviceTypeCommon | Indicates the setpoint and label. For toggle switches, there are two positions, 0 for off and 1 for on. For dimmer switches, the values may indicate the fully-off and full on positions, where missing integer values in between are interpolated. For selector switches, the range indicates the available positions. An IfcTable may be attached (using IfcMetric and IfcPropertyConstraintRelationship) containing columns of the specified header names and types: 'Position' (IfcInteger): The discrete setpoint level. 'Sink' (IfcLabel): The Name of the switched input port (IfcDistributionPort with FlowDirection=SINK). 'Source' (IfcLabel): The Name of the switched output port (IfcDistributionPort with FlowDirection=SOURCE). 'Ratio' (IfcNormalizedRatioMeasure): The ratio of power at the setpoint where 0.0 is off and 1.0 is fully on.
ToogleSwitchType | mariangelica.carrasquillo@usace.army.mil | 2011-09-08 11:23 | As Built | Type | Single Pole Switch | PUSHBUTTON | label | n/a | IfcPropertyEnumeratedValue | Pset_SwitchingDeviceTypeToggleSwitch | A list of the available types of toggle switch from which that required may be selected. | BREAKGLASS, CHANGEOVER, KEYOPERATED, MANUALPULL, PUSHBUTTON, PULLCORD, ROCKER, SELECTOR, TWIST, OTHER, NOTKNOWN, UNSET
SwitchUsage | mariangelica.carrasquillo@usace.army.mil | 2011-09-08 11:23 | As Built | Type | Single Pole Switch | Start/Stop | label | n/a | IfcPropertyEnumeratedValue | Pset_SwitchingDeviceTypeToggleSwitch | A list of the available usages for toggle switches from which that required may be selected | EMERGENCY, GUARD, LIMIT, START, STOP, OTHER, NOTKNOWN, UNSET
SwitchActivation | mariangelica.carrasquillo@usace.army.mil | 2011-09-08 11:23 | As Built | Type | Single Pole Switch | Hand | label | n/a | IfcPropertyEnumeratedValue | Pset_SwitchingDeviceTypeToggleSwitch | A list of the available activations for toggle switches from which that required may be selected. | ACTUATOR, FOOT, HAND, PROXIMITY, SOUND, TWOHAND, WIRE, OTHER, NOTKNOWN, UNSET
UNSPSC_ID | mariangelica.carrasquillo@usace.army.mil | 2011-09-08 11:23 | As Built | Type | Single Pole Switch | 39121507 | classification | n/a | IfcPropertySingleValue | Possible_Pset_ProductCode | UNSPSC ID
UNSPSC_Name | mariangelica.carrasquillo@usace.army.mil | 2011-09-08 11:23 | As Built | Type | Single Pole Switch | Toggle switches | classification | n/a | IfcPropertySingleValue | Possible_Pset_ProductCode | UNSPSC Name
HandlePositions | mariangelica.carrasquillo@usace.army.mil | 2011-09-08 11:23 | As Built | Type | Single Pole Switch | 2 | n/a | n/a | IfcPropertySingleValue | Hubbell_SwitchingDeviceTypeToggleSwitch
WiringStyle | mariangelica.carrasquillo@usace.army.mil | 2011-09-08 11:23 | As Built | Type | Single Pole Switch | Back and Side wired | n/a | n/a | IfcPropertySingleValue | Hubbell_SwitchingDeviceTypeToggleSwitch
OperatingTemperatures | mariangelica.carrasquillo@usace.army.mil | 2011-09-08 11:23 | As Built | Type | Single Pole Switch | Max Continuous- 75 Degrees C, Minimum- -40 Without Impact | 75 Degrees C | n/a | IfcPropertySingleValue | Hubbell_SwitchingDeviceTypeToggleSwitch
Weight | mariangelica.carrasquillo@usace.army.mil | 2011-09-08 11:23 | As Built | Type | Single Pole Switch | 0.2 | Lbs | n/a | IfcPropertySingleValue | Hubbell_SwitchingDeviceTypeToggleSwitch

## Coordinate
Name | CreatedBy | CreatedOn | Category | SheetName | RowName | CoordinateXAxis | CoordinateYAxis | CoordinateZAxis | ExtSystem | ExtObject | ExtIdentifier | ClockwiseRotation | ElevationalRotation | YawRotation
A101 | constan2@illinois.edu | 2011-05-25T19:06:43 | box-lowerleft | Space | A101 | 0 | 0 | 0 | Autodesk Revit MEP 2011 | IfcSpace | 0CRPz_SEr94Ah74P8LhwD0 | 0 | 0 | 0
A101 | constan2@illinois.edu | 2011-05-25T19:06:43 | box-upperright | Space | A101 | 0 | 0 | 2.581 | Autodesk Revit MEP 2011 | IfcSpace | 0CRPz_SEr94Ah74P8LhwD0 | 0 | 0 | 0
A102 | constan2@illinois.edu | 2011-05-25T19:06:43 | box-lowerleft | Space | A102 | 0 | 0 | 0 | Autodesk Revit MEP 2011 | IfcSpace | 0CRPz_SEr94Ah74P8LhwCz | 0 | 0 | 0
A102 | constan2@illinois.edu | 2011-05-25T19:06:43 | box-upperright | Space | A102 | 0 | 0 | 2.581 | Autodesk Revit MEP 2011 | IfcSpace | 0CRPz_SEr94Ah74P8LhwCz | 0 | 0 | 0
A103 | constan2@illinois.edu | 2011-05-25T19:06:43 | box-lowerleft | Space | A103 | 0 | 0 | 0 | Autodesk Revit MEP 2011 | IfcSpace | 0CRPz_SEr94Ah74P8LhwC_ | 0 | 0 | 0
A103 | constan2@illinois.edu | 2011-05-25T19:06:43 | box-upperright | Space | A103 | 0 | 0 | 2.587 | Autodesk Revit MEP 2011 | IfcSpace | 0CRPz_SEr94Ah74P8LhwC_ | 0 | 0 | 0
A104 | constan2@illinois.edu | 2011-05-25T19:06:43 | box-lowerleft | Space | A104 | 2.171 | 1.456 | 0 | Autodesk Revit MEP 2011 | IfcSpace | 0CRPz_SEr94Ah74P8LhwC$ | 0 | 0 | 0
A104 | constan2@illinois.edu | 2011-05-25T19:06:43 | box-upperright | Space | A104 | 2.171 | 1.456 | 2.587 | Autodesk Revit MEP 2011 | IfcSpace | 0CRPz_SEr94Ah74P8LhwC$ | 0 | 0 | 0
A105 | constan2@illinois.edu | 2011-05-25T19:06:43 | box-lowerleft | Space | A105 | 0 | 0 | 0 | Autodesk Revit MEP 2011 | IfcSpace | 0CRPz_SEr94Ah74P8LhwD5 | 0 | 0 | 0
A105 | constan2@illinois.edu | 2011-05-25T19:06:43 | box-upperright | Space | A105 | 0 | 0 | 1.0144 | Autodesk Revit MEP 2011 | IfcSpace | 0CRPz_SEr94Ah74P8LhwD5 | 0 | 0 | 0
A201 | constan2@illinois.edu | 2011-05-25T19:06:43 | box-lowerleft | Space | A201 | 0 | 0 | 0 | Autodesk Revit MEP 2011 | IfcSpace | 0CRPz_SEr94Ah74P8LhwKv | 0 | 0 | 0
A201 | constan2@illinois.edu | 2011-05-25T19:06:43 | box-upperright | Space | A201 | 0 | 0 | 2.581 | Autodesk Revit MEP 2011 | IfcSpace | 0CRPz_SEr94Ah74P8LhwKv | 0 | 0 | 0
A202 | constan2@illinois.edu | 2011-05-25T19:06:43 | box-lowerleft | Space | A202 | 0 | 0 | 0 | Autodesk Revit MEP 2011 | IfcSpace | 0CRPz_SEr94Ah74P8LhwKy | 0 | 0 | 0
A202 | constan2@illinois.edu | 2011-05-25T19:06:43 | box-upperright | Space | A202 | 0 | 0 | 2.581 | Autodesk Revit MEP 2011 | IfcSpace | 0CRPz_SEr94Ah74P8LhwKy | 0 | 0 | 0
A203 | constan2@illinois.edu | 2011-05-25T19:06:43 | box-lowerleft | Space | A203 | 0 | 0 | 0 | Autodesk Revit MEP 2011 | IfcSpace | 0CRPz_SEr94Ah74P8LhwKx | 0 | 0 | 0
A203 | constan2@illinois.edu | 2011-05-25T19:06:43 | box-upperright | Space | A203 | 0 | 0 | 2.581 | Autodesk Revit MEP 2011 | IfcSpace | 0CRPz_SEr94Ah74P8LhwKx | 0 | 0 | 0
A204 | constan2@illinois.edu | 2011-05-25T19:06:43 | box-lowerleft | Space | A204 | 1.524 | 3.1046 | 0 | Autodesk Revit MEP 2011 | IfcSpace | 0CRPz_SEr94Ah74P8LhwKw | 0 | 0 | 0
A204 | constan2@illinois.edu | 2011-05-25T19:06:43 | box-upperright | Space | A204 | 1.524 | 3.1046 | 2.587 | Autodesk Revit MEP 2011 | IfcSpace | 0CRPz_SEr94Ah74P8LhwKw | 0 | 0 | 0
A205 | constan2@illinois.edu | 2011-05-25T19:06:43 | box-lowerleft | Space | A205 | 1.524 | 0 | 0 | Autodesk Revit MEP 2011 | IfcSpace | 0CRPz_SEr94Ah74P8LhwL1 | 0 | 0 | 0
A205 | constan2@illinois.edu | 2011-05-25T19:06:43 | box-upperright | Space | A205 | 1.524 | 0 | 2.587 | Autodesk Revit MEP 2011 | IfcSpace | 0CRPz_SEr94Ah74P8LhwL1 | 0 | 0 | 0
B101 | constan2@illinois.edu | 2011-05-25T19:06:43 | box-lowerleft | Space | B101 | 0 | 0 | 0 | Autodesk Revit MEP 2011 | IfcSpace | 0CRPz_SEr94Ah74P8LhwD4 | 0 | 0 | 0
B101 | constan2@illinois.edu | 2011-05-25T19:06:43 | box-upperright | Space | B101 | 0 | 0 | 2.581 | Autodesk Revit MEP 2011 | IfcSpace | 0CRPz_SEr94Ah74P8LhwD4 | 0 | 0 | 0
B102 | constan2@illinois.edu | 2011-05-25T19:06:43 | box-lowerleft | Space | B102 | 0 | 0 | 0 | Autodesk Revit MEP 2011 | IfcSpace | 0CRPz_SEr94Ah74P8LhwD1 | 0 | 0 | 0
B102 | constan2@illinois.edu | 2011-05-25T19:06:43 | box-upperright | Space | B102 | 0 | 0 | 2.581 | Autodesk Revit MEP 2011 | IfcSpace | 0CRPz_SEr94Ah74P8LhwD1 | 0 | 0 | 0
B103 | constan2@illinois.edu | 2011-05-25T19:06:43 | box-lowerleft | Space | B103 | 0 | 0 | 0 | Autodesk Revit MEP 2011 | IfcSpace | 0CRPz_SEr94Ah74P8LhwD2 | 0 | 0 | 0
B103 | constan2@illinois.edu | 2011-05-25T19:06:43 | box-upperright | Space | B103 | 0 | 0 | 2.587 | Autodesk Revit MEP 2011 | IfcSpace | 0CRPz_SEr94Ah74P8LhwD2 | 0 | 0 | 0
B104 | constan2@illinois.edu | 2011-05-25T19:06:43 | box-lowerleft | Space | B104 | 0 | 0 | 0 | Autodesk Revit MEP 2011 | IfcSpace | 0CRPz_SEr94Ah74P8LhwD3 | 0 | 0 | 0
B104 | constan2@illinois.edu | 2011-05-25T19:06:43 | box-upperright | Space | B104 | 0 | 0 | 2.587 | Autodesk Revit MEP 2011 | IfcSpace | 0CRPz_SEr94Ah74P8LhwD3 | 0 | 0 | 0
B105 | constan2@illinois.edu | 2011-05-25T19:06:43 | box-lowerleft | Space | B105 | 0 | 0 | 0 | Autodesk Revit MEP 2011 | IfcSpace | 0CRPz_SEr94Ah74P8LhwD6 | 0 | 0 | 0
B105 | constan2@illinois.edu | 2011-05-25T19:06:43 | box-upperright | Space | B105 | 0 | 0 | 1.0144 | Autodesk Revit MEP 2011 | IfcSpace | 0CRPz_SEr94Ah74P8LhwD6 | 0 | 0 | 0
B201 | constan2@illinois.edu | 2011-05-25T19:06:43 | box-lowerleft | Space | B201 | 0 | 0 | 0 | Autodesk Revit MEP 2011 | IfcSpace | 0CRPz_SEr94Ah74P8LhwKz | 0 | 0 | 0
B201 | constan2@illinois.edu | 2011-05-25T19:06:43 | box-upperright | Space | B201 | 0 | 0 | 2.581 | Autodesk Revit MEP 2011 | IfcSpace | 0CRPz_SEr94Ah74P8LhwKz | 0 | 0 | 0
B202 | constan2@illinois.edu | 2011-05-25T19:06:43 | box-lowerleft | Space | B202 | 0 | 0 | 0 | Autodesk Revit MEP 2011 | IfcSpace | 0CRPz_SEr94Ah74P8LhwL0 | 0 | 0 | 0
B202 | constan2@illinois.edu | 2011-05-25T19:06:43 | box-upperright | Space | B202 | 0 | 0 | 2.581 | Autodesk Revit MEP 2011 | IfcSpace | 0CRPz_SEr94Ah74P8LhwL0 | 0 | 0 | 0
B203 | constan2@illinois.edu | 2011-05-25T19:06:43 | box-lowerleft | Space | B203 | 0 | 0 | 0 | Autodesk Revit MEP 2011 | IfcSpace | 0CRPz_SEr94Ah74P8LhwK$ | 0 | 0 | 0
B203 | constan2@illinois.edu | 2011-05-25T19:06:43 | box-upperright | Space | B203 | 0 | 0 | 2.581 | Autodesk Revit MEP 2011 | IfcSpace | 0CRPz_SEr94Ah74P8LhwK$ | 0 | 0 | 0
B204 | constan2@illinois.edu | 2011-05-25T19:06:43 | box-lowerleft | Space | B204 | 1.524 | 3.1201 | 0 | Autodesk Revit MEP 2011 | IfcSpace | 0CRPz_SEr94Ah74P8LhwK_ | 0 | 0 | 0
B204 | constan2@illinois.edu | 2011-05-25T19:06:43 | box-upperright | Space | B204 | 1.524 | 3.1201 | 2.587 | Autodesk Revit MEP 2011 | IfcSpace | 0CRPz_SEr94Ah74P8LhwK_ | 0 | 0 | 0
B205 | constan2@illinois.edu | 2011-05-25T19:06:43 | box-lowerleft | Space | B205 | 1.524 | 0 | 0 | Autodesk Revit MEP 2011 | IfcSpace | 0CRPz_SEr94Ah74P8LhwL2 | 0 | 0 | 0
B205 | constan2@illinois.edu | 2011-05-25T19:06:43 | box-upperright | Space | B205 | 1.524 | 0 | 2.587 | Autodesk Revit MEP 2011 | IfcSpace | 0CRPz_SEr94Ah74P8LhwL2 | 0 | 0 | 0
R301 | constan2@illinois.edu | 2011-05-25T19:06:43 | box-lowerleft | Space | R301 | 8.383 | 17.383 | 0 | Autodesk Revit MEP 2011 | IfcSpace | 0CRPz_SEr94Ah74P8LhwLP | 0 | 0 | 0
R301 | constan2@illinois.edu | 2011-05-25T19:06:43 | box-upperright | Space | R301 | 8.383 | 17.383 | 3 | Autodesk Revit MEP 2011 | IfcSpace | 0CRPz_SEr94Ah74P8LhwLP | 0 | 0 | 0

## Connection
Name | CreatedBy | CreatedOn | ConnectionType | SheetName | RowName1 | RowName2 | RealizingElement | PortName1 | PortName2 | ExtSystem | ExtObject | ExtIdentifier | Description
connection1 |  |  |  |  | Bath/Shower-1 | Bath/Shower-2
connection2 |  |  |  |  | Boiler-1 | Boiler-2

## Issue
Name | CreatedBy | CreatedOn | Type | Risk | Chance | Impact | SheetName1 | RowName1 | SheetName2 | RowName2 | Description | Owner | Mitigation | ExtSystem | ExtObject | ExtIdentifier

## PickLists
ApprovalBy | AreaUnit | AssetType | Category-Facility | Category-Space | Category-Element | Category-Product | Category-Role | CoordinateSheet | ConnectionType | CoordinateType | DocumentType | DurationUnit | FloorType | IssueCategory | IssueChance | IssueImpact | IssueRisk | JobStatusType | JobType | objAttribute | objAttributeType | objComponent | objConnection | objContact | objCoordinate | objDocument | objFacility | objFloor | objIssue | objJob | objProject | objResource | objSite | objSpace | objSpare | objSystem | objType | objWarranty | objZone | ResourceType | SheetType | SpareType | StageType | ZoneType | LinearUnit | VolumeUnit | CostUnit | AssemblyType | ImpactType | ImpactStage | ImpactUnit | objAssembly | objImpact
Owner Approval | squarefeet | Fixed | 11-11: Assembly Facilities | 13-11: Interaction Spaces | 21-21: Grade and Subgrade | 23-10: Site Products | 34-11: Management | Component | Control | point | Preconstruction Submittals | as required | Site | Change | Has Occurred | Very High | Very High | Not Yet Started | Adjustment | IfcPropertyObjectReference | BoundedValue | IfcBeam | IfcRelConnectsElements | IfcOrganization | IfcBoundingBox | IfcDocumentInformation | IfcBuilding | IfcBuildingStorey | IfcApproval | IfcProcedure | IfcProject | IfcConstructionProductResource | IfcSite | IfcSpace | IfcConstructionProductResource | IfcSystem | IfcActuatorType | Pset_Warranty | IfcZone | Labor | Attribute | Part | As Built | Circulation Zone | inches | cubicfeet | Dollars | Fixed | Cost | Production | currency | IfcRelAggregates | IfcPropertySet
Contractor Certified | squaremiles | Moveable | 11-11 11: Convention and Exhibition Facilities | 13-11 11: Gathering Spaces | 21-21 11: Clearing | 23-10 05: Ground Anchorages | 34-11 11: Executive Management | Floor | Flow | line-end-one | Shop Drawings | day | Floor | Claim | High | High | High | Started | Calibration | IfcPropertySingleValue | EnumeratedValue | IfcBuildingElementPart |  | IfcPerson | IfcCartesianPoint | IfcDocumentReference |  |  | Pset_Risk | IfcTask |  | IfcCrewResource |  |  | ifcConstraint |  | IfcAirTerminalBoxType |  |  | Material | Component | PartSet | Submitted | Lighting Zone | feet | cubicmeters | Euros | Optional | ClimateChange | Installation | kgCO2e
Information Only | squaremeters |  | 11-11 11 11: Convention Center | 13-11 11 11: Briefing Room | 21-21 11 11: Soil Stripping | 23-10 05 10: Retaining/Stabilizing Ground Anchors | 34-11 11 11: Chief Executive | Space | Return | line-end-two | Product Data | minute | Roof | Coordination | Moderate | Moderate | Moderate | Completed | Emergency |  | ListValue | IfcBuildingElementProxy |  | IfcPersonAndOrganization | [7 empty] | IfcLaborResource |  |  |  |  | IfcAirTerminalType |  |  | Tools | Connection | Lubricant | Approved | Fire Alarm Zone | miles |  |  | Included | PrimaryEnergyConsumption | Maintenance | MJ
| squarekilometers |  | 11-11 11 14: Exhibition Hall | 13-11 11 14: Seminar Room | 21-21 11 12: Clearing and Grubbing | 23-10 05 10 11: Components | 34-11 11 21: Vice President |  | Supply | box-lowerleft | Samples | month |  | Environmental | Low | Low | Low |  | Inspection |  | ReferenceValue | IfcChamferEdgeFeature | [14 empty] | IfcAirToAirHeatRecoveryType |  |  | Training | Coordinate | Other | Exact Requirement | Historical Preservation Zone | millimeters |  |  | Excluded |  | Replacement
|  |  | 11-11 11 17: Conference Facility | 13-11 11 17: Classroom | 21-21 11 13: Shrub and Tree Removal | 23-10 05 10 11 11: Anchor Heads | 34-11 11 31: Chairperson |  | Structural | box-upperright | Design Data | quarter |  | Function | Unknown | Unknown | Unknown |  | Operation |  | SetValue | IfcColumn | [14 empty] | IfcAlarmType |  |  |  | Document | Spare | Maximum Requirement | Occupancy Zone | meters |  |  | Layer |  | Use
|  |  | 11-11 11 21: Training Center | 13-11 11 19: Computer Lab | 21-21 11 14: Shrub and Tree Relocation | 23-10 05 10 11 12: Tendons | 34-11 11 41: Board Member |  |  |  | Test Reports | week |  | IndoorAirQuality |  |  |  |  | PM |  | SingleValue | IfcCovering | [14 empty] | IfcBeamType |  |  |  | Facility | SpareSet | Minimum Requirement | Ventilation Zone | kilometers |  |  | Patch |  | Reuse
|  |  | 11-11 11 99: Other Convention and Exhibition Facilities | 13-11 11 21: Assembly Hall | 21-21 11 15: Tree Trimming | 23-10 05 10 14: Grouted Anchors | 34-11 11 51: Partner |  |  |  | Certificates | year |  | Installation |  |  |  |  | Safety |  | TableValue | IfcCurtainWall | [14 empty] | IfcBoilerType |  |  |  | Floor |  | Requirement |  |  |  |  | Mix
|  |  | 11-11 21: Entertainment Facilities | 13-11 11 24: Information Counter | 21-21 11 16: De-Watering | 23-10 05 10 17: Plate Anchors | 34-11 21: Middle-Management |  |  |  | Manufacturer Instructions |  |  | RFI |  |  |  |  | ShutDown |  |  | IfcDiscreteAccessory | [14 empty] | IfcBuildingElementProxyType |  |  |  | Issue
|  |  | 11-11 21 11: Cinema | 13-11 11 27: Social Room | 21-21 11 16 11: Excavation De-watering | 23-10 05 10 21: Rock Bolts: Rock Anchors | 34-11 21 11: Supervisor |  |  |  | Manufacturer Field Reports |  |  | Safety |  |  |  |  | StartUp |  |  | IfcDistributionChamberElement | [14 empty] | IfcCableCarrierFittingType |  |  |  | Job
|  |  | 11-11 21 14: Broadcasting Facility | 13-11 11 31: Reception Space | 21-21 11 16 21: Site Drainage During Work | 23-10 05 10 24: Anchor Tiebacks | 34-11 21 21: Coordinator |  |  |  | Operation and Maintenance |  |  | Specification |  |  |  |  | Testing |  |  | IfcDistributionControlElement | [14 empty] | IfcCableCarrierSegmentType |  |  |  | Resource
|  |  | 11-11 21 17: Performing Arts Facility | 13-11 11 99: Other Gathering Spaces | 21-21 31: Grading | 23-10 05 20: Earth Reinforcement Anchors | 34-11 21 31: Trainer |  |  |  | Closeout Submittals | [7 empty] | Trouble |  |  | IfcDistributionElement | [14 empty] | IfcCableSegmentType |  |  |  | Space
|  |  | 11-11 21 21: Casino | 13-11 17: Performance Spaces | 21-21 31 11: Rough Grading | 23-10 05 20 11: Soil Nails | 34-21: Planning Roles |  |  |  | Contract Drawings | [10 empty] | IfcDistributionFlowElement | [14 empty] | IfcChillerType |  |  |  | Spare
|  |  | 11-11 21 24: Race Tracks | 13-11 17 11 : General Performance Spaces | 21-21 31 12: Contour Grading | 23-10 05 99: Other Ground Anchorages | 34-21 11: Developer |  |  |  | Design Review Comment | [10 empty] | IfcDoor | [14 empty] | IfcCoilType |  |  |  | System
|  |  | 11-11 21 24 11: Horse Racing Track | 13-11 17 11 11: Acting Stage | 21-21 51: Excavation | 23-10 10: Ground Improvement Products | 34-21 14: Owner |  |  |  | Specifications | [10 empty] | IfcElectricalElement | [14 empty] | IfcColumnType |  |  |  | Type
|  |  | 11-11 21 24 14: Dog Racing Track | 13-11 17 11 15: Lectern | 21-21 51 11: Site Excavation | 23-10 10 11: Soil Stabilization | 34-21 17: Planner |  |  |  | Request for Information | [10 empty] | IfcElectricDistributionPoint | [14 empty] | IfcCompressorType |  |  |  | Zone
|  |  | 11-11 21 24 17: Automobile Race Track | 13-11 17 11 17: Orchestra Pit | 21-21 51 21: Foundation Excavation | 23-10 10 11 10: Injectable Chemicals | 34-21 21: Cost Estimator |  |  |  | Client Requirements | [10 empty] | IfcElementAssembly | [14 empty] | IfcCondenserType
|  |  | 11-11 21 27: Arena | 13-11 17 11 21: Choir Loft | 21-21 51 31: Basement / Crawl Space Excavation | 23-10 10 11 20: Pressure Grouting | 34-21 24: Scheduler |  |  |  | Contract Specifications | [10 empty] | IfcEnergyConversionDevice | [14 empty] | IfcControllerType
|  |  | 11-11 21 31: Discotheque | 13-11 17 11 24: Performance Rehearsal Space | 21-21 51 41: Tunneling/Burrowing | 23-10 10 11 30: Ground Freezing | 34-21 27: Contract Administrator |  |  |  | Contract Drawings | [10 empty] | IfcEquipmentElement | [14 empty] | IfcCooledBeamType
|  |  | 11-11 21 99: Other Entertainment Facilities | 13-11 17 11 27: Sound Stage | 21-21 71: Backfilling | 23-10 10 11 40: Soil Stabilization Fills | 34-25: Design Roles |  |  |  | Requests for Information | [10 empty] | IfcFastener | [14 empty] | IfcCoolingTowerType
|  |  | 11-12: Learning Facilities | 13-11 17 11 31: Production Stage | 21-21 71 11: Fill Material | 23-10 10 11 40 41: Fill Blocks | 34-25 11: Space Designer |  |  |  | Contract Modifications | [10 empty] | IfcFlowController | [14 empty] | IfcCurtainWallType
|  |  | 11-12 11: Daycare and Preschool Facilities | 13-11 17 11 34: Performance Hall | 21-21 71 21: Stabilized Material | 23-10 10 11 40 42: Compressible Fill | 34-25 11 11: Interior Designer |  |  |  | Punch List Items | [10 empty] | IfcFlowFitting | [14 empty] | IfcDamperType
|  |  | 11-12 11 11: Daycare Facility | 13-11 17 11 37: Auditorium | 21-31: Site Finishes | 23-10 10 11 50: Other Soil Stabilizations | 34-25 11 14: Lighting Designer | [14 empty] | IfcFlowMovingDevice | [14 empty] | IfcDiscreteAccessoryType
|  |  | 11-12 11 14: Preschool Facility | 13-11 17 11 99: Other General Performance Spaces | 21-31 11: Contouring and Shaping | 23-10 10 12: Land/Field Drainage | 34-25 11 17: Space Planner | [14 empty] | IfcFlowSegment | [14 empty] | IfcDistributionChamberElementType
|  |  | 11-12 11 17: Proprietary Preschool Facility | 13-11 17 14: Audience Spaces | 21-31 11 11: Landscaping | 23-10 10 12 10: Piped Drainage | 34-25 21: Architect | [14 empty] | IfcFlowStorageDevice | [14 empty] | IfcDistributionElementType
|  |  | 11-12 11 99: Other Daycare and Preschool Facilities | 13-11 17 14 11: Pre-function Lobby | 21-31 11 13: Embankments | 23-10 10 12 10 11: Land Drainage Pipes | 34-25 31: Engineer | [14 empty] | IfcFlowTerminal | [14 empty] | IfcDoorStyle
|  |  | 11-12 21: K through 12 Learning Facilities | 13-11 17 14 21: Seating Section | 21-31 11 13 11: Soil Embankment | 23-10 10 12 20: Drainage Blocks | 34-25 41: Specifier | [14 empty] | IfcFlowTreatmentDevice | [14 empty] | IfcDuctFittingType
|  |  | 11-12 21 11: Kindergarten | 13-11 17 14 24: Seating | 21-31 11 13 21: Granular Embankment | 23-10 10 12 30: Geocomposite Drains | 34-31: Procurement Roles | [14 empty] | IfcFooting | [14 empty] | IfcDuctSegmentType
|  |  | 11-12 21 14: Elementary School | 13-11 17 14 27: Seating Aisle | 21-31 11 13 31: Armoring | 23-10 10 12 30 31: Geocomposite Edge Drains | 34-31 11: Manufacturer | [14 empty] | IfcFurnishingElement | [14 empty] | IfcDuctSilencerType
|  |  | 11-12 21 17: Primary School | 13-11 17 14 31: Bleacher | 21-31 11 13 41: Earth Dams | 23-10 10 12 30 32: Geocomposite In-Place Wall Drains | 34-31 21: Distributor | [14 empty] | IfcMechanicalFastener | [14 empty] | IfcElectricApplianceType
|  |  | 11-12 21 21: Middle School | 13-11 17 14 34: Viewing Room | 21-31 11 15: Soil Stabilization | 23-10 10 12 40: Geotextile Subsurface Drainage Filtration | 34-31 31: Product Representative | [14 empty] | IfcMember | [14 empty] | IfcElectricFlowStorageDeviceType
|  |  | 11-12 21 24: Junior High School | 13-11 17 21: Supporting Performance Spaces | 21-31 11 15 11: Soil and Binder Mix | 23-10 10 99: Other Ground Improvement Products | 34-31 41: Buyer | [14 empty] | IfcOpeningElement | [14 empty] | IfcElectricGeneratorType
|  |  | 11-12 21 27: Secondary School | 13-11 17 21 11: Projection Booth | 21-31 11 15 21: Granular and Binder Mix | 23-10 15: Sheeting and Revetments | 34-35: Execution Roles | [14 empty] | IfcPile | [14 empty] | IfcElectricHeaterType
|  |  | 11-12 21 31: High School | 13-11 17 21 14: Catwalk | 21-31 11 17: Erosion Control | 23-10 15 11: Geosynthetics | 34-35 11: Surveyor | [14 empty] | IfcPlate | [14 empty] | IfcElectricMotorType
|  |  | 11-12 21 34: Magnet School | 13-11 17 21 17: Stage Wings | 21-31 11 17 11: Slope Protection | 23-10 15 11 10: Geotextiles | 34-35 14: Contractor | [14 empty] | IfcProjectionElement | [14 empty] | IfcElectricTimeControlType
|  |  | 11-12 21 37: Charter School | 13-11 17 21 99: Other Supporting Performance Spaces | 21-31 11 17 21: Shoreline Protection | 23-10 15 11 20: Geogrids | 34-35 17: Sub Contractor | [14 empty] | IfcRailing | [14 empty] | IfcEvaporativeCoolerType
|  |  | 11-12 21 99: Other K through 12 Learning Facilities | 13-11 19: Food and Beverage Spaces | 21-31 11 17 31: Scour Protection | 23-10 15 11 30: Geomembranes | 34-35 21: Tradesperson | [14 empty] | IfcRamp | [14 empty] | IfcEvaporatorType
|  |  | 11-12 24: Higher Education Facilities | 13-11 19 11: Cooking Spaces | 21-31 11 17 41: Water Channel Lining | 23-10 15 11 40: Geocomposites | 34-35 21 11: Equipment Operator | [14 empty] | IfcRampFlight | [14 empty] | IfcFanType
|  |  | 11-12 24 11: University | 13-11 19 11 11: Kitchen | 21-31 11 17 51: Shoreline Breakwater | 23-10 15 11 50: Mulch Control Netting | 34-35 21 14: Laborer | [14 empty] | IfcReinforcingBar | [14 empty] | IfcFastenerType
|  |  | 11-12 24 13: Business School | 13-11 19 11 14: Preparation | 21-31 11 19: Dredging | 23-10 15 11 60: Synthetic Erosion Control | 34-35 21 14 11: Skilled Laborer | [14 empty] | IfcRoof | [14 empty] | IfcFilterType
|  |  | 11-12 24 14: Science College | 13-11 19 11 17: Cooking | 21-31 11 19 11: Deep Water Dredging | 23-10 15 11 70: Re-vegetation Mats | 34-35 21 14 11 11: Master Craftsperson | [14 empty] | IfcRoundedEdgeFeature | [14 empty] | IfcFireSuppressionTerminalType
|  |  | 11-12 24 17: Agricultural School | 13-11 19 11 21: Device Cleaning | 21-31 11 19 21: Water Channel Excavation | 23-10 15 11 80: Turf Reinforcement Mats | 34-35 21 14 11 14: Journeyman | [14 empty] | IfcSlab | [14 empty] | IfcFlowInstrumentType
|  |  | 11-12 24 21: Art School | 13-11 19 11 99: Other Cooking Spaces | 21-31 11 19 31: Canal Excavation | 23-10 15 14: Revetments | 34-35 21 14 11 17: Apprentice | [14 empty] | IfcStair | [14 empty] | IfcFlowMeterType
|  |  | 11-12 24 24: Vocational College | 13-11 19 21: Dining and Drinking Spaces | 21-31 11 19 41: Wetland Mitigation | 23-10 15 14 10: Soil Blankets | 34-35 21 14 14: Unskilled Laborer | [14 empty] | IfcStairFlight | [14 empty] | IfcFurnishingElementType
|  |  | 11-12 24 27: Human Arts College | 13-11 19 21 11: Dining Room | 21-31 11 27: Land Reclamation | 23-10 15 14 20: Pool/Trench Revetments | 34-35 41: Inspector | [14 empty] | IfcTendonAnchor | [14 empty] | IfcFurnitureType
|  |  | 11-12 24 31: Military Academy | 13-11 19 21 14: Banquet Hall | 21-31 31: Traffic Surfacing | 23-10 15 14 30: Rock Lining | 34-35 41 11: Code Inspector | [14 empty] | IfcTransportElement | [14 empty] | IfcGasTerminalType
|  |  | 11-12 24 34: Professional College | 13-11 19 21 21: Food Court | 21-31 31 11: Vehicular Pavement | 23-10 15 14 40: Riprap | 34-35 41 14: Safety Inspector | [14 empty] | IfcWall | [14 empty] | IfcHeatExchangerType
|  |  | 11-12 24 99: Other Higher Education Facilities | 13-11 19 21 26: Snack Bar | 21-31 31 13: Pedestrian Pavement | 23-10 15 17: Slope Paving | 34-41: Utilization Roles | [14 empty] | IfcWallStandardCase | [14 empty] | IfcHumidifierType
|  |  | 11-12 27: Research Facilities | 13-11 19 21 31: Salad Bar | 21-31 51: Exterior Improvements | 23-10 20: Retention Structures | 34-41 11: Facility Manager | [14 empty] | IfcWindow | [14 empty] | IfcJunctionBoxType
|  |  | 11-12 27 11: Biomedical Research Facility | 13-11 19 21 34: Liquor Bar | 21-31 51 11: Irrigation Network | 23-10 20 11: Sheet Piles | 34-41 21: Facility Maintenance | [29 empty] | IfcLampType
|  |  | 11-12 27 14: Chemical Research Facility | 13-11 19 21 41: Beverage Station | 21-31 51 13: Fences and Gates | 23-10 20 14: Retaining Walls | 34-41 21 11: Facility Engineer | [29 empty] | IfcLightFixtureType
|  |  | 11-12 27 21: Computing Research Facility | 13-11 19 21 44: Table Bussing Station | 21-31 51 15: Retaining Walls | 23-10 20 14 10: Diaphragm Walls | 34-41 21 14: Maintenance Manager | [29 empty] | IfcMechanicalFastenerType
|  |  | 11-12 27 24: Engineering Research Facility | 13-11 19 21 47: Serving Station | 21-31 51 17: Fountains | 23-10 20 14 10 11: Slurry Wall Membranes | 34-41 31: Facility Services | [29 empty] | IfcMemberType
|  |  | 11-12 27 31: Life Sciences Research Facility | 13-11 19 21 49: Dining Hall | 21-31 51 19: Screening Devices | 23-10 20 14 20: Continuous Retaining Walls | 34-41 31 11: Janitor | [29 empty] | IfcMotorConnectionType
|  |  | 11-12 27 34: High Hazard Research Facility | 13-11 19 21 51: Tray Return Space | 21-31 51 21: Noise Walls | 23-10 20 14 30: Crib Walls | 34-41 31 14: Window Washer | [29 empty] | IfcOutletType
|  |  | 11-12 27 37: Containment Facility | 13-11 19 21 54: Food Discard Station | 21-31 51 23: Horizontal Moving Walks | 23-10 20 17: Gabions | 34-55: Support Roles | [29 empty] | IfcPipeFittingType
|  |  | 11-12 27 41: Nanotechnology Research Facility | 13-11 19 21 99: Other Dining and Drinking Spaces | 21-31 71: Exterior Amenities | 23-10 20 21: Fascines | 34-55 11: Administrative Support Staff | [29 empty] | IfcPipeSegmentType
|  |  | 11-12 27 44: Electronics Research Facility | 13-11 21: Meeting Spaces | 21-31 71 11: Markers and Monuments | 23-10 25: Slide and Avalanche Protection | 34-55 11 11: Administrative Assistant | [29 empty] | IfcPlateType
|  |  | 11-12 27 99: Other Research Facilities | 13-11 21 11: Meeting Room | 21-31 71 12: Shelters | 23-15: Utility and Transportation Construction Products | 34-55 11 14: Receptionist | [29 empty] | IfcProtectiveDeviceType
|  |  | 11-13: Public Service Facilities | 13-11 21 14: Council Chambers | 21-31 71 13: Signage | 23-15 05: Tunnels and Bridges | 34-55 11 17: Records Management Staff | [29 empty] | IfcPumpType
|  |  | 11-13 11: Government Facilities | 13-11 21 17: Conference Room | 21-31 71 14: Paving Appurtenances | 23-15 05 11: Tunnels | 34-55 11 21: Intern | [29 empty] | IfcRailingType
|  |  | 11-13 11 11: Administrative Government Facility | 13-11 21 21: Press Conference Room | 21-31 71 15: Safety Barriers | 23-15 05 11 10: Tunnel Shafts | 34-55 14: Professional Support Staff | [29 empty] | IfcRampFlightType
|  |  | 11-13 11 14: Regulatory Agency Facility | 13-11 21 27: Community Room | 21-31 71 16: Exterior Furnishings | 23-15 05 11 20: Tunnel Segments | 34-55 14 11: Consultant | [29 empty] | IfcSanitaryTerminalType
|  |  | 11-13 11 17: Courthouse | 13-11 21 31: War Room | 21-31 81: Exterior Facilities | 23-15 05 11 30: Tunnel Linings | 34-55 14 14: Librarian | [29 empty] | IfcSensorType
|  |  | 11-13 11 21: Legislative Facility | 13-11 21 37: Interrogation Space | 21-31 81 11: Pre-Engineered Structures | 23-15 05 11 40: Tunnel Grouting | 34-55 14 17: Draftsperson | [29 empty] | IfcSlabType
|  |  | 11-13 11 24: Police Station | 13-11 21 41: Interview Room | 21-31 81 12: Indoor Systems Buildings | 23-15 05 11 40 11: Earth Stabilization Chemical Grouting | 34-55 14 21: Accountant | [29 empty] | IfcStackTerminalType
|  |  | 11-13 11 27: Post Office | 13-11 21 57: Consultation Room | 21-31 81 13: Special Purpose Buildings | 23-15 05 11 40 14: Rock Seam Pressure Grouting | 34-55 14 24: Lawyer | [29 empty] | IfcStairFlightType
|  |  | 11-13 11 31: Fire Station | 13-11 21 99: Other Meeting Spaces | 21-31 81 14: Building Modules | 23-15 05 11 40 17: Tunnel Liner Grouting | 34-55 99: Other Support Roles | [29 empty] | IfcSwitchingDeviceType
|  |  | 11-13 11 33: Detention Centers | 13-15: Work Spaces | 21-31 81 15: Integrated Assemblies | 23-15 05 11 50: Microtunneling | 34-61: Groups | [29 empty] | IfcSystemFurnitureElementType
|  |  | 11-13 11 33 11: Prison | 13-15 11: Creative: Study: and Administrative Spaces | 21-41: Structure | 23-15 05 14: Bridges | 34-61 11: Team | [29 empty] | IfcTankType
|  |  | 11-13 11 33 14: Jail | 13-15 11 11: Creative Spaces | 21-41 11: Substructure | 23-15 05 14 05: Prefabricated Bridges | 34-61 21: Board | [29 empty] | IfcTransformerType
|  |  | 11-13 11 34: Embassy | 13-15 11 11 11: Recording Studio | 21-41 11 11: Foundations | 23-15 05 14 10: Bridge Beams | 34-61 31: Committee | [29 empty] | IfcTransportElementType d
|  |  | 11-13 11 99: Other Government Facilities | 13-15 11 11 14: Artists Studio | 21-41 11 11 11: Shallow Foundations | 23-15 05 14 20: Bridge Trusses | 34-61 31 11: Task Team | [29 empty] | IfcTubeBundleType
|  |  | 11-13 21: Military Facilities | 13-15 11 11 17: Audiovisual Editing Space | 21-41 11 11 21: Deep Foundations | 23-15 05 14 30: Bridge Cable | 34-61 31 21: Ad Hoc Committee | [29 empty] | IfcUnitaryEquipmentType
|  |  | 11-13 21 11: Military Headquarters | 13-15 11 11 21: Printing Room | 21-41 11 11 41: Raft-slab foundations | 23-15 05 14 40: Bridge Bearings | 34-65: Organizations | [29 empty] | IfcValveType
|  |  | 11-13 21 12: Administrative Military Facility | 13-15 11 24: Study Spaces | 21-41 11 11 61: Excavation stabilizing | 23-15 05 14 40 11: Fixed | 34-65 11: Business Organizations | [29 empty] | IfcVibrationIsolatorType
|  |  | 11-13 21 14: Military Training Facility | 13-15 11 24 11: Laboratory | 21-41 11 13: Foundation Stabilization | 23-15 05 14 40 14: Expansion | 34-65 11 11: Corporation | [29 empty] | IfcWallType
|  |  | 11-13 21 17: Military Research Facility | 13-15 11 24 27: Study Room | 21-41 11 13 11: Underpinning | 23-15 05 14 40 17: Multi-Rotational | 34-65 11 14: Partnership | [29 empty] | IfcWasteTerminalType
|  |  | 11-13 21 21: Military Base | 13-15 11 24 31: Reading Room | 21-41 11 15: Basements | 23-15 05 14 50: Movable Mechanism | 34-65 11 17: Sole Proprietorship | [29 empty] | IfcWindowStyle
|  |  | 11-12 21 24: Military Field Facility | 13-15 11 34: Administrative Spaces | 21-41 11 15 11: Subgrade Walls | 23-15 05 14 60: Bridge Decking | 34-65 11 21: Joint Venture | [29 empty] | IfcWindowStyle
|  |  | 11-13 21 99: Other Military Facilities | 13-15 11 34 11: Office | 21-41 11 17: Floors on Grade | 23-15 05 14 70: Bridge Drainage | 34-65 21: Nonprofit Organizations
|  |  | 11-13 24: Health Facilities | 13-15 11 34 14: Office Cubicle | 21-41 11 17 11: Floors Slabs-On-Grade | 23-15 05 14 80: Bridge Safety Barriers | 34-65 21 11: Association
|  |  | 11-13 24 11: Hospital | 13-15 11 34 17: Open Office Space | 21-41 11 17 21: Structural Floors-On-Grade | 23-15 05 14 80 11: Shock Absorbers | 34-65 21 14: Foundation
|  |  | 11-13 24 14: Clinic | 13-15 11 34 21: Mail Room | 21-41 11 17 31: Pits | 23-15 05 14 80 14: Bridge Parapets | 34-65 21 17: Union
|  |  | 11-13 24 17: Rehabilitation Facility | 13-15 11 34 24: Sorting Room | 21-41 11 17 41: Trenches | 23-15 05 14 80 17: Bridge Railings
|  |  | 11-13 24 21: Geriatric Facility | 13-15 11 34 27: Copy Room | 21-41 11 17 51: Formed Drains | 23-15 05 14 90: Expansion Joints
|  |  | 11-13 24 24: Psychiatric Facility | 13-15 11 34 41: Judiciary Spaces | 21-41 11 19: Cofferdams | 23-15 05 14 90 11: Bridge Expansion Joint Assemblies
|  |  | 11-13 24 27: Maternity Facility | 13-15 11 34 41 14: Court Room | 21-41 11 19 11: Sheeting | 23-15 10: Pavements
|  |  | 11-13 24 31: Animal Healthcare Facility | 13-15 11 34 41 17: Jury Box | 21-41 11 19 21: Sealing | 23-15 10 11: Roadways and Runways
|  |  | 11-13 24 99: Other Health Facilities | 13-15 11 34 41 19: Jury Room | 21-41 11 21: Water Control | 23-15 10 11 11: Complete Roadway and Runways
|  |  | 11-13 27: Public Welfare Facilities | 13-15 11 34 41 21: Judges Bench | 21-41 11 21 31: Dewatering | 23-15 10 11 11 11: Portable Roadways
|  |  | 11-13 27 11: Homeless Shelter | 13-15 11 34 41 23: Judges Chambers | 21-41 11 21 41: Underwater Excavation | 23-15 10 11 11 14: Helicopter Landing Pads
|  |  | 11-13 27 14: Food Bank | 13-15 11 34 41 24: Witness Stand | 21-41 11 23: Roadbed | 23-15 10 11 14: Roadway and Runway Surfacing
|  |  | 11-13 27 99: Other Public Welfare Facilities | 13-15 11 34 41 27: Hearing Room | 21-41 11 23 11: Re-conditioning | 23-15 10 11 14 11: Antiskid Texturing
|  |  | 11-13 31: Death Facilities | 13-15 11 99: Other Creative: Study: and Administrative Spaces | 21-41 11 23 21: Subgrade modification | 23-15 10 11 14 14: Paving Blocks: Slabs
|  |  | 11-13 31 11: Funeral Home | 13-15 21: Production: Fabrication: and Maintenance Spaces | 21-41 11 23 31: Foundation Stabilizing | 23-15 10 11 14 14 11: Unit Pavers
|  |  | 11-13 31 14: Cremation Facility | 13-15 21 11: Production Spaces | 21-41 11 23 41: Rock Fill and Surfacing | 23-15 10 11 14 14 11 11: Asphalt Block Pavers
|  |  | 11-13 31 17: Cemetery | 13-15 21 11 11: Manufacturing Space | 21-41 11 26: Bridge Substructure | 23-15 10 11 14 14 11 14: Brick Pavers
|  |  | 11-13 31 99: Other Death Facilities | 13-15 21 11 21: Clean Room | 21-41 11 26 11: Foundations | 23-15 10 11 14 14 11 17: Interlocking Precast Concrete Pavers
|  |  | 11-14: Cultural Facilities | 13-15 21 11 24: Processing Room | 21-41 11 26 21: Piers | 23-15 10 11 14 14 11 21: Precast Concrete Pavers
|  |  | 11-14 11: Libraries | 13-15 21 11 27: Material Handling Area | 21-41 11 26 31: Abutments | 23-15 10 11 14 14 11 24: Pressed Pavers
|  |  | 11-14 11 11: General Purpose Library | 13-15 21 11 31: Batching Space | 21-41 11 27: Tunnels | 23-15 10 11 14 14 11 27: Stone Pavers
|  |  | 11-14 11 14: Childrens Library | 13-15 21 11 34: Parts Assembly Space | 21-41 11 27 11: Vehicle Tunnels | 23-15 10 11 14 17: Continuous Surface Pavings
|  |  | 11-14 11 17: Special Library | 13-15 21 11 51: Containment Room | 21-41 11 27 21: Pedestrian Tunnels | 23-15 10 11 17: Roadway and Runway Drainage
|  |  | 11-14 11 21: Academic Library | 13-15 21 11 54: Product Testing Space | 21-41 11 27 31: Train Tunnels | 23-15 10 11 17 11: Culverts
|  |  | 11-14 11 99: Other Libraries | 13-15 21 11 61: Product Inspection Space | 21-41 11 27 41: Utility Tunnels | 23-15 10 11 17 11 11: Pipe Culverts
|  |  | 11-14 21: Museums | 13-15 21 11 64: Production Observation Space | 21-41 11 27 51: Shafts | 23-15 10 11 17 11 11 11: Metal Pipe - Arch Culverts
|  |  | 11-14 21 11: Art Museum | 13-15 21 14: Fabrication Spaces | 21-41 31: Superstructure and Enclosure | 23-15 10 11 17 11 14: Concrete Culverts
|  |  | 11-14 21 14: History Museum | 13-15 21 14 11: Workbench | 21-41 31 11: Floor Construction | 23-15 10 11 17 11 14 11: Concrete Arch Buried Bridge
|  |  | 11-14 21 17: Science and Technology Museum | 13-15 21 14 14: Crafting Space | 21-41 31 11 11: Supported Basement Floors | 23-15 10 11 17 11 14 14: Concrete Arch Culverts
|  |  | 11-14 21 21: Childrens Museum | 13-15 21 14 17: Dark Room | 21-41 31 11 21: Structural Floors | 23-15 10 11 17 11 14 17: Concrete Box Culverts
|  |  | 11-14 21 24: Special Purpose Museum | 13-15 21 14 44: Mock-up Space | 21-41 31 11 31: Vertical Shaft Structure | 23-15 10 11 17 11 14 21: Concrete Rigid Frame Culverts
|  |  | 11-14 21 99: Other Museums | 13-15 21 17: Maintenance Spaces | 21-41 31 11 41: Balconies | 23-15 10 11 17 14: Catch Basins
|  |  | 11-14 24: Religious Facilities | 13-15 21 17 11: Maintenance Closet | 21-41 31 11 51: Mezzanines | 23-15 10 11 17 17: Channels
|  |  | 11-14 24 11: Local Religious Facility | 13-15 21 17 14: Repair Bench | 21-41 31 11 61: Ramps | 23-15 10 11 17 21: Cleanouts
|  |  | 11-14 24 14: Regional Religious Facility | 13-15 21 17 17: Diagnostic Space | 21-41 31 13: Stairs and Ladders | 23-15 10 11 21: Traffic Safety Barriers and Protections
|  |  | 11-14 24 17: National or International Religious Center | 13-15 21 17 21: Vehicle Maintenance Space | 21-41 31 13 11: Stairs | 23-15 10 11 21 11: Safety Barriers
|  |  | 11-14 24 21: Religious Pilgrimage Site | 13-15 21 99: Other Production and Fabrication Spaces | 21-41 31 13 21: Landings | 23-15 10 11 21 11 11: Crash Barriers ( including Impact Attenuating Devices)
|  |  | 11-14 24 24: Religious Retreat | 13-15 31: Operating and Controlling Spaces | 21-41 31 13 31: Fire Escapes | 23-15 10 11 21 11 14: Median Barriers
|  |  | 11-14 24 27: Specialized Religious Center | 13-15 31 11: Control Room | 21-41 31 13 41: Ladders | 23-15 10 11 21 11 17: Guardrails
|  |  | 11-14 24 99: Other Religious Facilities | 13-15 31 14: Pilot Cockpit | 21-41 31 15: Conveying Systems | 23-15 10 11 21 14: Noise Barriers
|  |  | 11-14 99: Other Cultural Facilities | 13-15 31 17: Drivers Seat | 21-41 31 15 11: Vertical Transportation | 23-15 10 11 21 17: Traffic Barriers
|  |  | 11-15: Recreation Facilities | 13-15 31 21: Ships Bridge | 21-41 31 15 21: Horizontal Transportation | 23-15 10 11 21 17 11: Delineators
|  |  | 11-15 11: Outdoor Recreation Facilities | 13-15 31 99: Other Operating and Controlling Spaces | 21-41 31 15 31: Sloped Transportation | 23-15 10 11 21 21: Traffic Control
|  |  | 11-15 11 11: Nature Preserve | 13-25: Commercial Spaces | 21-41 31 15 41: Materials Handling Containers | 23-15 10 11 21 21 11: Speed Bumps
|  |  | 11-15 11 14: Hunting Preserve | 13-25 11: Buying and Selling Spaces | 21-41 31 15 51: Turntables | 23-15 10 11 21 24: Curbs and Gutters
|  |  | 11-15 11 21: Fishing Preserve | 13-25 11 11: General Retail Space | 21-41 31 15 61: Operable Scaffolding | 23-15 10 11 21 27: Cattle Guards
|  |  | 11-15 11 27: Target Range | 13-25 11 11 11: Merchandising Aisle | 21-41 31 17: Roof Construction | 23-15 10 14: Roadway Monitoring and Control
|  |  | 11-15 11 34: Outdoor Winter Sports Facilities | 13-25 11 11 14: Checkout Space | 21-41 31 17 11: Roof Framing | 23-15 10 14 11: Roadway Signage:
|  |  | 11-15 11 34 11: Ski Slope | 13-25 11 11 21: Display Space | 21-41 31 17 21: Sloped Roof Framing | 23-15 10 14 14: Roadway Markers
|  |  | 11-15 11 34 14: Outdoor Skating Rink | 13-25 11 11 34: Fitting Space | 21-41 31 17 31: Vaulted Roof Framing | 23-15 10 14 14 11: Roadway Surface Markings
|  |  | 11-15 11 34 17: Snowmobile Course | 13-25 11 14: Vending Machine Area | 21-41 31 17 41: Canopy Framing | 23-15 10 14 14 14: Roadway Reflectors
|  |  | 11-15 11 37: Golf Course | 13-25 11 24: Exhibit Hall | 21-41 31 17 51: Fabric Roof Framing | 23-15 10 14 14 17: Traffic Cones
|  |  | 11-15 11 38: Miniature Golf Course | 13-25 11 27: Showroom | 21-41 31 17 61: Dome Framing | 23-15 10 14 17: Traffic Signals
|  |  | 11-15 11 41: Outdoor Racquet Sports Facilities | 13-25 11 31: Demonstration Space | 21-41 31 17 71: Air Supported Framing | 23-15 10 14 21: Traffic Monitoring
|  |  | 11-15 11 41 11: Outdoor Tennis Facility | 13-25 11 37: Auction Room | 21-41 31 19: Bearing Wall Construction | 23-15 10 14 21 11: Roadway Mirrors
|  |  | 11-15 11 41 14: Outdoor Squash Facility | 13-25 11 99: Other Buying and Selling Spaces | 21-41 31 19 11: Tilt-up Concrete Wall Construction | 23-15 10 14 21 14: Cameras
|  |  | 11-15 11 41 17: Outdoor Racquetball Facility | 13-25 21: Trading Spaces | 21-41 31 19 21: Masonry Wall Construction | 23-15 10 14 21 17: Detectors and Sensors
|  |  | 11-15 11 44: Outdoor Water Recreation Facilities | 13-25 21 11: Trading Floor | 21-41 31 21: Bridge Construction | 23-15 10 14 24: Parking Controls
|  |  | 11-15 11 44 11: Outdoor Swimming Pool | 13-25 21 21: Negotiation Room | 21-41 31 21 11: Beams | 23-15 10 14 24 11: Parking Meters
|  |  | 11-15 11 44 14: Outdoor Water Park | 13-25 21 99: Other Trading Spaces | 21-41 31 21 21: Tied Arch | 23-15 10 14 24 14: Ticket Dispensers
|  |  | 11-15 11 47: Outdoor Team Sports Facilities | 13-25 31: Banking Spaces | 21-41 31 21 31: Suspension | 23-15 10 14 24 17: Coin Machine Units
|  |  | 11-15 11 47 11: Football Field | 13-25 31 11: Bank Teller Space | 21-41 31 21 41: Cable Stayed | 23-15 10 14 24 21: Key and Card Control Units
|  |  | 11-15 11 47 14: Soccer Field | 13-25 31 14: Automatic Teller Machine Space | 21-41 31 21 51: Trusses | 23-15 10 14 24 24: Parking Gates
|  |  | 11-15 11 47 17: Baseball or Softball Diamond | 13-25 31 17: Money and Valuables Vault | 21-41 31 21 61: Decks | 23-15 10 17: Aviation Monitoring and Control
|  |  | 11-15 11 47 21: Basketball Court | 13-31: Recreation Spaces | 21-41 31 21 71: Support Bearings | 23-15 10 17 11: Approach Indication Equipment
|  |  | 11-15 11 98: Outdoor Multipurpose Recreation Facility | 13-31 11: Non-Athletic Recreation Spaces | 21-41 31 21 81: Movable Mechanism | 23-15 10 17 14: Aviation Monitoring Equipment
|  |  | 11-15 11 99: Other Outdoor Recreation Facilities | 13-31 11 11: Park | 21-41 31 21 91: Expansion Control | 23-15 10 17 14 11: Aviation Windsocks
|  |  | 11-15 21: Indoor Recreation Facilities | 13-31 11 14: Pleasure Garden | 21-41 31 23: Dam Construction | 23-15 15: Railways or Funiculars
|  |  | 11-15 21 11: Indoor Team Court Facility | 13-31 11 17: Recreational Deck | 21-41 31 23 11: Gravity Dams | 23-15 15 11: Railways
|  |  | 11-15 21 14: Indoor Ice Skating Rink | 13-31 11 21: Playground | 21-41 31 23 21: Arch Dams | 23-15 15 11 11: Complete Railways
|  |  | 11-15 21 21: Indoor Water Recreation Facilities | 13-31 11 24: Game Room | 21-41 31 26: Tank and Silo Construction | 23-15 15 11 14: Railway Track Equipment
|  |  | 11-15 21 21 11: Indoor Swimming Pool | 13-31 11 27: Target Range | 21-41 31 26 11: Above-Grade Silo | 23-15 15 11 14 11: Ties
|  |  | 11-15 21 21 14: Indoor High Diving Facility | 13-31 11 31: Gambling Table | 21-41 31 26 21: Below-Grade Silo | 23-15 15 11 14 14: Rails
|  |  | 11-15 21 21 17: Indoor Water Park | 13-31 11 34: Amusement Ride | 21-41 31 26 31: Below-Grade Cistern/Tank | 23-15 15 11 17: Platform Components
|  |  | 11-15 21 24: Indoor Racquet Sports Facilities | 13-31 11 37: Parade Grounds | 21-41 31 27: Tower Superstructure Construction | 23-15 15 11 21: Electrification Equipment
|  |  | 11-15 21 24 11: Indoor Tennis Facility | 13-31 11 51: Computer-Aided Visual Environment | 21-41 31 27 11: Framed Towers | 23-15 15 14: Railway Monitoring and Control
|  |  | 11-15 21 24 14: Indoor Squash Facility | 13-31 11 99: Other Non-Athletic Recreation Spaces | 21-41 31 27 21: Pole Towers - Cable Stayed | 23-15 15 14 11: Railway Signals
|  |  | 11-15 21 24 17: Indoor Racquetball Facility | 13-31 21: Athletic Recreation Spaces | 21-41 51: Enclosure | 23-15 15 14 14: Railway Control Instrumentation
|  |  | 11-15 21 31: Indoor Individual Athletic Recreation Facilities | 13-31 21 11: Team Athletic Recreation Spaces | 21-41 51 11: Vertical Enclosure | 23-15 15 17: Funiculars (Cable Ways)
|  |  | 11-15 21 31 11: Fitness and Training Facility | 13-31 21 11 11: Baseball Field | 21-41 51 11 11: Exterior Walls | 23-15 15 17 11: Aerial Tramways
|  |  | 11-15 21 31 14: Martial Arts Facility | 13-31 21 11 14: Football Field | 21-41 51 11 21: Parapets | 23-15 15 17 14: Chair Lifts
|  |  | 11-15 21 31 17: Boxing Facility | 13-31 21 11 21: Soccer Field | 21-41 51 11 31: Retaining Walls | 23-15 15 17 17: Ski-Lifts
|  |  | 11-15 21 31 21: Gymnastics Facility | 13-31 21 14: Individual Athletic Recreation Spaces | 21-41 51 11 41: Balcony Walls and Railings | 23-15 20: Marine Construction (Waterways: Seaways)
|  |  | 11-15 21 37: Non-Athletic Indoor Recreation Facilities | 13-31 21 14 14: Tennis Court | 21-41 51 12: Moisture Proofing | 23-15 20 11: Navigation Facilities
|  |  | 11-15 21 37 11: Bowling Alley | 13-31 21 14 21: Golf Hole | 21-41 51 12 11: Damp-proofing Below Grade | 23-15 20 11 11: Components
|  |  | 11-15 21 37 14: Billiards Facility | 13-31 21 14 24: Skating Rink | 21-41 51 12 21: Waterproofing Below Grade | 23-15 20 11 11 11: Mooring Posts
|  |  | 11-15 21 37 17: Amusement Arcade | 13-31 21 14 27: Boxing Ring | 21-41 51 13: Vertical Openings | 23-15 20 11 11 14: Fenders
|  |  | 11-15 21 37 21: Social Club Facility | 13-31 21 14 31: Wrestling Mat | 21-41 51 13 11: Transparent Openings | 23-15 20 11 14: Canal Locks
|  |  | 11-15 21 98: Indoor Multipurpose Recreation Facility | 13-31 21 14 34: Diving Board | 21-41 51 13 21: Exterior Doors | 23-15 20 11 14 11: Lock Gates
|  |  | 11-15 21 99: Other Indoor Recreation Facilities | 13-31 21 14 37: Swimming Pool | 21-41 51 13 91: Other Vertical Openings | 23-15 20 11 14 11 11: Hydraulic Gates
|  |  | 11-16: Residences | 13-31 21 14 41: Bowling Lane | 21-41 51 15: Horizontal / Sloped Protection | 23-15 20 11 14 11 14: High-Pressure Gates
|  |  | 11-16 11 11: Single Family Residences | 13-31 21 14 44: Dart Throwing | 21-41 51 15 11: Steep Roofing | 23-15 20 11 14 11 17: Hinged-Leaf Gates
|  |  | 11-16 11 11: Studio Family Residence | 13-31 21 99: Other Athletic Recreation Spaces | 21-41 51 15 21: Membrane Roofing | 23-15 20 11 14 11 21: Radial Gates
|  |  | 11-16 11 14: One-Bedroom Family Residence | 13-31 31: Fitness Spaces | 21-41 51 15 31: Flashings | 23-15 20 11 14 11 24: Slide Gates
|  |  | 11-16 11 17: Multiple Bedroom Family Residence | 13-31 31 11: Exercise Space | 21-41 51 15 41: Waterproofing | 23-15 20 11 14 11 27: Sluice Gates
|  |  | 11-16 11 99: Other Single Family Residences | 13-31 31 14: Workout Station | 21-41 51 15 51: Traffic Coatings | 23-15 20 11 14 11 31: Spillway Crest Gates
|  |  | 11-16 21 16: Multiple Family Residences | 13-31 31 17: Aerobic Studio | 21-41 51 15 61: Drainage | 23-15 20 11 14 11 34: Vertical-Lift Gates
|  |  | 11-16 21 11: Duplex | 13-31 31 21: Training Space | 21-41 51 15 71: Roof Fittings | 23-15 20 11 14 14: Hydraulic Valves
|  |  | 11-16 21 14: Co-housing Multiple Family Residence | 13-31 31 21 11: Strength Training Space | 21-41 51 15 81: Soffits | 23-15 20 11 14 14 11: Butterfly Valves
|  |  | 11-16 21 17: Small Complex Multiple Family Residence | 13-31 31 99: Other Fitness Spaces | 21-41 51 17: Horizontal Openings | 23-15 20 11 14 14 14: Regulating Valves
|  |  | 11-16 21 21: Large Complex Multiple Family Residence | 13-41: Care Spaces | 21-41 51 17 11: Transparent Openings | 23-15 20 11 17: Piers and Docks
|  |  | 11-16 21 99: Other Multiple Family Residences | 13-41 11: Grooming Spaces | 21-41 51 17 21: Roof Hatches and Vents | 23-15 20 11 17 11: Floating Docks
|  |  | 11-16 24: Hotels | 13-41 11 11: Makeup Space | 21-41 51 18: Sloped Openings | 23-15 20 11 17 14: Loading Ramps
|  |  | 11-16 24 11: Urban Hotel | 13-41 11 13: Haircutting Space | 21-41 51 18 11: Roof Windows | 23-15 20 11 21: Pontoons
|  |  | 11-16 24 14: Motel | 13-41 11 14: Cleaning Spaces | 21-41 51 18 21: Inclined Roof Hatches and Vents | 23-15 20 11 24: Jetties
|  |  | 11-16 24 17: Bed and Breakfast | 13-41 11 14 11: Bathroom | 21-41 71: Interior | 23-15 20 14: Waterflow Controls
|  |  | 11-16 24 21: Residence Hotel | 13-41 11 14 14: Shower | 21-41 71 11: Interior Construction | 23-15 20 14 11: Reservoirs
|  |  | 11-16 24 24: Resort Hotel | 13-41 11 14 17: Toilet Space | 21-41 71 11 11: Fire Walls | 23-15 20 14 14: Dams: Dikes
|  |  | 11-16 24 99: Other Hotels | 13-41 11 14 21: Restroom | 21-41 71 11 21: Shaft Walls | 23-15 20 14 17: Weirs
|  |  | 11-16 27: Dormitories | 13-41 11 14 24: Scrub Space | 21-41 71 11 31: Interior Partitions | 23-15 20 14 21: Barrages
|  |  | 11-16 27 11: Single-Gender Dormitory | 13-41 11 14 27: Ablution Room | 21-41 71 11 41: Other Interior Construction | 23-15 20 14 24: Bifurcation Panels
|  |  | 11-16 27 14: Mixed-Gender Dormitory | 13-41 11 14 31: Mud Room | 21-41 71 12: Openings and Doors | 23-15 20 14 27: Manifolds
|  |  | 11-16 27 99: Other Dormitories | 13-41 11 14 34: Laundry Room | 21-41 71 12 11: Transparent Openings | 23-15 20 14 31: Penstocks and Sluice Gate
|  |  | 11-16 31: Special Care Residences | 13-41 11 41: Dressing Spaces | 21-41 71 12 21: Interior Doors | 23-15 20 14 34: Trashracks
|  |  | 11-16 31 11: Elderly Special Care Residence | 13-41 11 41 11: Dressing Room | 21-41 71 12 81: Railings | 23-15 20 17: Breakwater Products
|  |  | 11-16 31 14: Physical Disability Care Residence | 13-41 11 41 17: Gowning Space | 21-41 71 15: Interior Finishes | 23-15 20 17 11: Bulkheads
|  |  | 11-16 31 17: Behavioral Disability Care Residence | 13-41 41 99: Other Dressing Spaces | 21-41 71 15 11: Floor Finish | 23-15 20 17 14: Seawalls
|  |  | 11-16 31 99: Other Special Care Residences | 13-41 11 99: Other Grooming Spaces | 21-41 71 15 31: Wall Finish | 23-15 20 17 17: Moles and Breakwater
|  |  | 11-17: Commercial Facilities | 13-41 21: Child Care Spaces | 21-41 71 15 51: Ceiling Finish | 23-15 20 17 21: Groins
|  |  | 11-17 11: Offices | 13-41 21 11: Child Day Care Space | 21-41 71 15 11: Stair Finish | 23-15 20 21: Marine Monitoring and Control
|  |  | 11-17 11 11: Headquarters Office | 13-41 21 14: Play Room | 21-41 71 15 91: Tunnel and Subgrade Linings | 23-15 20 21 11: Navigation Signs
|  |  | 11-17 11 14: Regional Administrative Office | 13-41 31: Convalescing Spaces | 21-41 71 18: Interior Fittings | 23-15 20 21 14: Navigation Lights
|  |  | 11-17 11 17: Multi-tenant Office Building | 13-41 31 11: Patient Care Room | 21-41 71 18 11: Storage Fittings | 23-15 20 21 17: Navigation Monitoring Equipment
|  |  | 11-17 11 99: Other Offices | 13-41 31 14: Isolation Room | 21-41 71 18 31: Compartments and Cubicles | 23-15 30: Utility Distribution: Treatment: Disposal: and Monitoring
|  |  | 11-17 21: Exchanges and Markets | 13-41 31 17: Steam Room | 21-41 81: Signage | 23-15 30 11: Distribution Systems
|  |  | 11-17 21 11: Market | 13-41 31 21: Whirlpool Bath | 21-41 81 11: Way-finding Signage | 23-15 30 11 11: Cable Distribution Systems
|  |  | 11-17 21 14: Bank | 13-41 31 24: Sauna | 21-41 81 21: Door Signs | 23-15 30 11 11 11: Underground Ducts and Manholes
|  |  | 11-17 21 17: Stock Exchange | 13-41 31 99: Other Convalescing Spaces | 21-41 81 31: Wall Signs | 23-15 30 11 14: Piped Distribution and Disposal Systems
|  |  | 11-17 21 21: Auction House | 13-41 41: Healing Spaces | 21-41 81 11: Equipment Identification | 23-15 30 11 14 11: Supply Water Mains
|  |  | 11-17 21 99: Other Exchanges and Markets | 13-41 41 11: Treatment Room | 21-51: Facility Services | 23-15 30 11 14 14: Sewers and Drains
|  |  | 11-17 24: Retail Commercial Facilities | 13-41 41 14: Physical Examination Room | 21-51 11: Life Safety and Facility Protection | 23-15 30 11 14 17: Gas Pipelines
|  |  | 11-17 24 11: Department Store | 13-41 41 17: Recovery Room | 21-51 11 11: Fire and Smoke Detection and Alarm | 23-15 30 11 14 21: Oil Pipelines
|  |  | 11-17 24 14: Specialty Store | 13-41 41 21: Surgery Room | 21-51 11 15: Fire and Smoke Protection | 23-15 30 11 14 24: Other Piped Distribution
|  |  | 11-17 24 17: Grocery Store | 13-41 41 24: Rehabilitation Room | 21-51 11 21: Security Access | 23-15 30 14: Liquids Treatment Plant
|  |  | 11-17 24 21: Vehicle Dealership | 13-41 41 31: Scanning/Imaging Room | 21-51 11 26: Security Monitoring and Surveillance | 23-15 30 14 11: Supply Water Treatment Plant
|  |  | 11-17 24 24: Dining Establishments | 13-41 41 99: Other Healing Spaces | 21-51 31: Plumbing | 23-15 30 14 11 11: Supply and Treatment Pumps
|  |  | 11-17 24 99: Other Retail Commercial Facilities | 13-51: Resting Spaces | 21-51 31 11: Water for Single Facility | 23-15 30 14 11 11 11: Axial-Flow
|  |  | 11-17 27: Mixed-Commerce Facilities | 13-51 11: General Resting Spaces | 21-51 31 11 11: Water Supply | 23-15 30 14 11 11 14: Centrifugal
|  |  | 11-17 27 11: Commercial Malls | 13-51 11 11: Rest Area | 21-51 31 11 14: Plumbing Fixtures | 23-15 30 14 11 11 17: Turbine
|  |  | 11-17 27 14: Shopping Centers | 13-51 11 14: Rest Stop | 21-51 31 11 17: Domestic Water Distribution | 23-15 30 14 11 11 21: Packaged Units
|  |  | 11-17 27 99: Other Mixed-Commerce Facilities | 13-51 11 17: Rest Lounge | 21-51 31 14: Drainage for Single Facility | 23-15 30 14 11 14: Filter Plant
|  |  | 11-21: Production Facilities | 13-51 11 21: Break Room | 21-51 31 14 11: Septic Tank and Field Drainage | 23-15 30 14 11 14 11: Mixers and Flocculators
|  |  | 11-21 11: Manufacturing Facilities | 13-51 11 99: Other General Resting Spaces | 21-51 31 14 14: Sanitary Waste and Vent | 23-15 30 14 11 14 14: Clarifiers
|  |  | 11-21 11 11: Pharmaceutical or Biotechnology Manufacturing Facility | 13-51 21: Sleeping Spaces | 21-51 31 14 17: Facility Storm Water Drainage | 23-15 30 14 11 14 17: Aeration Equipment
|  |  | 11-21 11 14: Food Processing and Manufacturing Facility | 13-51 21 11: Bedroom | 21-51 31 14 21: Process Systems | 23-15 30 14 11 17: Desalination Plant
|  |  | 11-21 11 17: Beverage or Tobacco Manufacturing Facility | 13-51 21 14: Nursery | 21-51 51: Heating: Ventilating and Air Conditioning (HVAC) | 23-15 30 14 11 21: Chlorination Plant
|  |  | 11-21 11 21: Textile Manufacturing Facility | 13-51 21 17: Sleeping Loft | 21-51 51 12: Heating | 23-15 30 14 11 21 11: Chemical Feed Equipment
|  |  | 11-21 11 24: Leather and Allied Industry Manufacturing Facility | 13-51 21 21: Barracks Space | 21-51 51 12 11: Heat Generation for Single Facility | 23-15 30 14 11 21 14: Water Softening Equipment
|  |  | 11-21 11 27: Wood Product Manufacturing Facility | 13-51 21 24: Dormitory Room | 21-51 51 14: Cooling | 23-15 30 14 11 21 17: Disinfectant Feed Equipment
|  |  | 11-21 11 31: Paper Manufacturing Facility | 13-51 21 27: Hotel Residence Room | 21-51 51 14 11: Cooling Generation for Single Facility | 23-15 30 14 11 21 21: Fluoridation Equipment
|  |  | 11-21 11 34: Printing Facility | 13-51 21 99: Other Sleeping Spaces | 21-51 51 16: Air Distribution | 23-15 30 14 14: Oil Treatment: Refinery Plant
|  |  | 11-21 11 37: Petroleum or Coal Products Manufacturing Facility | 13-51 24: Living Spaces | 21-51 51 16 11: Ventilation | 23-15 30 17: Waste Water Treatment (Sewage Disposal) Plant
|  |  | 11-21 11 41: Chemical Manufacturing Facility | 13-51 24 11: General Residential Space | 21-51 51 18: HVAC Distribution | 23-15 30 17 11: Sewage and Sludge Pumps
|  |  | 11-21 11 44: Plastics or Rubber Manufacturing Facility | 13-51 31: Waiting Spaces | 21-51 51 18 11: Heating and Cooling Distribution for Single Facility | 23-15 30 17 11 11: Oil-Water Separators
|  |  | 11-21 11 47: Nonmetallic Mineral Product Manufacturing Facility | 13-51 31 11: Waiting Room | 21-51 61: Integrated Automation | 23-15 30 17 11 14: Packaged Pump Stations
|  |  | 11-21 11 51: Primary Metal Manufacturing Facility | 13-51 31 14: Queuing Space | 21-51 61 11: Integrated Automation Controls | 23-15 30 17 11 17: Sewage Ejectors
|  |  | 11-21 11 54: Fabricated Metal Product Manufacturing Facility | 13-51 31 17: Preparation Room | 21-51 61 13: Integrated Automation Monitoring | 23-15 30 17 14: Sewage Pumping Plant
|  |  | 11-21 11 57: Machinery Manufacturing Facility | 13-51 31 99: Other Waiting Spaces | 21-51 71: Electrical | 23-15 30 17 14 11: Packaged Pumping Stations
|  |  | 11-21 11 61: Computer or Electronics Manufacturing Facility | 13-61: Cultural Spaces | 21-51 71 11: Electrical Power | 23-15 30 17 14 14: Packaged Lift Stations
|  |  | 11-21 11 64: Electrical Equipment or Appliance Manufacturing Facility | 13-61 11: Worship Spaces | 21-51 71 11 11: Electric Energy Generation for Single Facility | 23-15 30 17 17: Grit Collecting Equipment
|  |  | 11-21 11 67: Transportation Manufacturing Facility | 13-61 11 11: Meditation Chapel | 21-51 71 11 14: Electric Service and Distribution for Single Facility | 23-15 30 17 21: Screening and Grinding Equipment
|  |  | 11-21 11 71: Furniture Manufacturing Facility | 13-61 11 14: Prayer | 21-51 71 11 17: Electric Conversion | 23-15 30 17 24: Sedimentation Tank Equipment
|  |  | 11-21 11 74: Light Manufacturing Facility | 13-61 11 21: Altar | 21-51 71 13: Electrical Distribution | 23-15 30 17 27: Scum Removal Equipment
|  |  | 11-21 11 99: Other Manufacturing Facilities | 13-61 11 24: Reflection Space | 21-51 71 13 11: Ground Methodology | 23-15 30 17 31: Chemical Equipment
|  |  | 11-21 21: Agricultural Facilities | 13-61 11 27: Blessing Space | 21-51 71 13 31: Power Conditioning | 23-15 30 17 34: Filter Underdrains and Media
|  |  | 11-21 21 11: Crop Farm | 13-61 11 31: Chapel | 21-51 71 13 51: Branch Circuitry | 23-15 30 17 34 11: Filter Bottoms
|  |  | 11-21 21 14: Ornamental Crop Farm | 13-61 11 34: Mihrab | 21-51 71 15: Lighting | 23-15 30 17 34 14: Filter Media
|  |  | 11-21 21 17: Orchard | 13-61 11 37: Altar | 21-51 71 15 11: Interior Lighting | 23-15 30 17 34 17: Package Filters
|  |  | 11-21 21 21: Livestock Farm | 13-61 11 41: Shrine | 21-51 71 15 51: Exterior Lighting | 23-15 30 17 37: Filter Press Equipment
|  |  | 11-21 21 24: Slaughterhouse and Processing Facility | 13-61 11 44: Sanctuary | 21-51 71 15 91: Emergency Lighting | 23-15 30 17 41: Trickling Filter Equipment
|  |  | 11-21 21 27: Forestry and Timber Fabrication Facilities | 13-61 11 47: Confessional Space | 21-51 71 17: Communications for Single Facility | 23-15 30 17 44: Compressors
|  |  | 11-21 21 31: Green House | 13-61 11 51: Ark | 21-51 71 17 11: Communications | 23-15 30 17 47: Aeration Equipment
|  |  | 11-21 21 34: Aquaculture Facility | 13-61 11 54: Bimah | 21-51 71 17 31: Voice and Data | 23-15 30 17 51: Oxygenation Systems
|  |  | 11-21 21 99: Other Agricultural Facilities | 13-61 11 57: Tabernacle | 21-51 71 17 51: Sound Reinforcement | 23-15 30 17 51 11: Oxygen Dissolution System
|  |  | 11-21 24: Mineral Extraction Facilities | 13-61 11 61: Pulpit | 21-51 71 17 71: Audio and Video | 23-15 30 17 51 14: Oxygen Generators
|  |  | 11-21 24 11: Oil and Gas Extraction Facility | 13-61 11 99: Other Worship Spaces | 21-61: Facility Equipment and Furnishings | 23-15 30 17 51 17: Oxygen Storage Facility
|  |  | 11-21 24 14: Mining Facility | 13-61 21: Transformation Spaces | 21-61 11: Equipment and Furnishings | 23-15 30 17 54: Sludge Conditioning Systems
|  |  | 11-21 24 99: Other Mineral Extraction Facilities | 13-61 21 11: Marriage Sanctuary | 21-61 11 11: Food Service Equipment and Furnishings | 23-15 30 17 57: Sludge Handling and Treatment Equipment
|  |  | 11-21 27: Craft Production Facilities | 13-61 21 14: Hupa | 21-61 11 11 11: Specialized Food Storage and Display Furniture | 23-15 30 17 61: Sludge Digestion Equipment
|  |  | 11-21 27 11: Painting Craft Production Facility | 13-61 21 17: Baptistery | 21-61 11 11 31: Food Service Equipment | 23-15 30 17 64: Digester Mixing Equipment
|  |  | 11-21 27 14: Wood and Plastic Craft Production Facility | 13-61 21 21: Circumcision Space | 21-61 11 11 41: Commercial Kitchen Casework | 23-15 30 17 67: Digester Covers and Appurtenances
|  |  | 11-21 27 17: Metal Craft Production Facility | 13-61 21 24: Cathedra | 21-61 11 11 51: Restaurant Furniture | 23-15 30 17 67 11: Fixed Covers
|  |  | 11-21 27 21: Ceramic Craft Production Facility | 13-61 21 99: Other Transformation Spaces | 21-61 11 14: Educational: Cultural Equipment and Furnishings | 23-15 30 17 67 14: Floating Covers
|  |  | 11-21 27 24: Glass-Making Craft Production Facility | 13-61 31: Procession Spaces | 21-61 11 14 11: Educational Equipment and Furnishings | 23-15 30 17 67 17: Gasholder Covers
|  |  | 11-21 27 27: Craft Textile Production Facility | 13-61 31 11: Sacred Gateway | 21-61 11 14 21: Entertainment Equipment and Furnishings | 23-15 30 17 71: Packaged Sewage Treatment Plants
|  |  | 11-21 27 99: Other Craft Production Facilities | 13-61 31 14: Sacred Pathway | 21-61 11 14 31: Theater and Stage Equipment and Furnishings | 23-15 30 21: Solid Waste Disposal Plant Products
|  |  | 11-24: Storage Facilities | 13-61 31 17: Sacred Station | 21-61 11 14 41: Planetarium Equipment and Furnishings | 23-15 30 21 11: Bins
|  |  | 11-24 11: Dry Storage Facilities | 13-61 31 99: Other Procession Spaces | 21-61 11 14 51: Observatory Equipment and Furnishings | 23-15 30 21 14: Chutes and Collectors
|  |  | 11-24 11 11: Food Storage Facility | 13-61 41: Contemplation Spaces | 21-61 11 14 61: Ecclesiastical Equipment and Furnishings | 23-15 30 21 17: Pneumatic Waste Equipment
|  |  | 11-24 11 14: Consumer Products Storage Facility | 13-61 41 11: Art Gallery | 21-61 11 14 71: Library and Archive Equipment and Furnishings | 23-15 30 21 21: Incineration Plant
|  |  | 11-24 11 17: Parts Storage Facility | 13-61 41 14: Museum Gallery | 21-61 11 14 81: Exhibition Furnishings | 23-15 30 21 21 11: Packaged Incinerators
|  |  | 11-24 11 21: Equipment Storage Facility | 13-61 41 17: Exhibit Gallery | 21-61 11 17: Sports Equipment and Furnishings | 23-15 30 21 24: Crusher Plant
|  |  | 11-24 11 24: Raw Material Storage Facility | 13-61 41 21: Sculpture Garden | 21-61 11 17 11: Athletic Equipment and Furnishings | 23-15 30 21 24 11: Waste Compactors and Destructors
|  |  | 11-24 11 99: Other Dry Storage Facilities | 13-61 41 24: Ornamental Garden | 21-61 11 17 31: Recreational Equipment and Furnishings | 23-15 30 21 27: Baling Plant
|  |  | 11-24 21: Environmentally-Controlled Storage Facilities | 13-61 41 27: Observation Deck | 21-61 11 17 51: Therapeutic Equipment and Furnishings | 23-15 30 21 31: Pulping Machines
|  |  | 11-24 21 11: Cold Storage Facility | 13-61 41 31: Zen Garden | 21-61 11 21: Work Environment Equipment and Furnishings | 23-15 30 21 34: Recycling Equipment
|  |  | 11-24 21 14: Freezer Storage Facility | 13-61 41 99: Other Contemplation Spaces | 21-61 11 21 11: Laboratory Equipment and Furnishings | 23-15 30 24: Pollution Monitoring and Control
|  |  | 11-24 21 17: Warm Storage Facility | 13-61 51: Death Spaces | 21-61 11 21 21: Health Care Equipment and Furnishings | 23-15 30 24 11: Air Pollution Monitoring Systems
|  |  | 11-24 21 99: Other Environmentally-Controlled Storage Facilities | 13-61 51 11: Crypt | 21-61 11 21 31: Mortuary Equipment and Furnishings | 23-15 30 24 14: Water Pollution Monitoring Systems
|  |  | 11-24 24: Hazardous Storage Facilities | 13-61 51 14: Casket Compartment | 21-61 11 21 41: Hospitality Equipment and Furnishings | 23-15 30 27: Storage Constructions
|  |  | 11-24 24 11: Explosives Storage Facility | 13-61 51 17: Morgue Compartment | 21-61 11 21 51: Mercantile Equipment and Furnishings | 23-15 30 27 11: Tanks: Reservoirs
|  |  | 11-24 24 14: Toxins Storage Facility | 13-61 51 21: Grave Space | 21-61 11 21 61: Office Equipment and Furnishings | 23-15 30 27 11 11: Elevated Storage Tanks
|  |  | 11-24 24 17: Radioactive Material Storage Facility | 13-61 51 99: Other Death Spaces | 21-61 11 21 71: Detention Equipment and Furnishings | 23-15 30 27 11 14: Ground Storage Tanks
|  |  | 11-24 24 99: Other Hazardous Storage Facilities | 13-61 99: Other Cultural Spaces | 21-61 11 21 81: Security and Vault Equipment and Furnishings | 23-15 30 27 11 17: Underground Storage Tanks
|  |  | 11-24 99: Other Storage Facilities | 13-65: Protection Spaces | 21-61 11 24: Furniture and Fittings | 23-15 30 27 11 21: Portable Storage Tanks
|  |  | 11-41: Water Management Facilities | 13-65 11: Spaces for Protection from the Elements | 21-61 11 24 11: Manufacturing Furniture and Fittings | 23-15 30 27 11 24: Tank Lining
|  |  | 11-41 11: Water Holding and Collection Facilities | 13-65 11 11: Park Shelter | 21-61 11 24 31: Shop Furniture and Furnishings | 23-15 30 27 14: Silos
|  |  | 11-41 11 11: Water Tank or Tower | 13-65 11 14: Entry Porch | 21-61 11 27: Equipment | 23-15 30 27 17: Bunkers
|  |  | 11-41 11 14: Dam | 13-65 11 17: Covered Walkway | 21-61 11 27 11: Vending Equipment | 23-15 30 27 21: Gas Tanks and Gasholders
|  |  | 11-41 11 17: Reservoir | 13-65 11 19: Canopy | 21-61 11 27 21: Vehicular Equipment | 23-15 99: Other Utility and Transportation Construction Products
|  |  | 11-41 11 21: Pond | 13-65 11 21: Shielded Room | 21-61 11 27 31: Darkroom Equipment | 23-20: General Purpose Construction Accessories and Surfacing Products
|  |  | 11-41 11 24: Lake | 13-65 11 24: Containment Room | 21-61 11 27 41: Agricultural Equipment | 23-20 05: Loose Granular Fills: Aggregates: Chips: and Fibers
|  |  | 11-41 11 99: Other Water Holding and Collection Facilities | 13-65 11 99: Other Spaces for Protection from the Elements | 21-61 11 27 51: Slaughterhouse Equipment | 23-20 05 11: Powder Fillers
|  |  | 11-41 21: Water Distribution Facilities | 13-65 21: Spaces for Protection from Violence | 21-61 11 31: Residential Equipment and Furnishings | 23-20 05 11 11: Mineral Powder Fillers
|  |  | 11-41 21 11: Potable Water Distribution | 13-65 21 11: Safe Room | 21-61 11 31 11: Residential Furniture | 23-20 05 11 14: Metal Powder Fillers
|  |  | 11-41 21 14: Storm Water Sewer Distribution | 13-65 21 14: Bunker | 21-61 11 31 31: Residential Specialties | 23-20 05 11 17: Synthetic Powder Fillers
|  |  | 11-41 21 17: Sanitary Sewer Distribution | 13-65 21 17: Bomb Shelter | 21-61 11 31 41: Residential Appliances | 23-20 05 11 21: Residue Powder Fillers
|  |  | 11-41 21 21: Irrigation Distribution Facility | 13-65 21 99: Other Spaces for Protection from Violence | 21-61 11 31 51: Refuse Disposal Furniture | 23-20 05 14: Aggregates
|  |  | 11-41 21 24: Canal | 13-71: Securing Spaces | 21-61 11 34: Wardrobe and Closet Specialties | 23-20 05 14 11: Dense Fills and Aggregates
|  |  | 11-41 21 27: Canal Lock | 13-71 11: Animal Securing Spaces | 21-61 11 34 11: Storage Furniture | 23-20 05 14 14: Lightweight Fills and Aggregates
|  |  | 11-41 21 31: Aqueduct | 13-71 11 11: Cage | 21-61 11 34 31: Storage Shelving Units | 23-20 05 14 17: Heavyweight Fills and Aggregates
|  |  | 11-41 21 34: Stream | 13-71 11 14: Animal Stall | 21-61 41: Differentiated Construction | 23-20 05 17: Fibers and Shavings
|  |  | 11-41 21 37: River | 13-71 11 17: Stable | 21-61 41 41: Complete Room Units | 23-20 05 17 11: Mineral Fibers and Shavings
|  |  | 11-41 21 99: Other Water Distribution Facilities | 13-71 11 21: Kennel | 21-61 41 41 11: Storage Rooms | 23-20 05 17 14: Vegetable Fibers and Shavings
|  |  | 11-41 24: Water Treatment Facilities | 13-71 11 24: Aquarium | 21-61 41 41 21: Special Purpose Rooms | 23-20 05 17 17: Synthetic Fibers and Shavings
|  |  | 11-41 24 11: Potable Water Treatment Facility | 13-71 11 99: Other Animal Securing Spaces | 21-61 41 41 31: Sanitary Units | 23-20 05 17 99: Other Fibers and Shavings
|  |  | 11-41 24 14: Waste Water Treatment Facility | 13-71 21: Detention Spaces | 21-61 41 41 41: Controlled Environment Rooms | 23-20 10: Binding Agents and Admixtures
|  |  | 11-41 24 17: Wetlands Water Treatment Facility | 13-71 21 11: Detention Cell | 21-61 41 41 51: Plant and Control Rooms | 23-20 10 11: Binding Agents
|  |  | 11-41 24 99: Other Water Treatment | 13-71 21 14: Holding Cell | 21-61 41 41 61: Corridor Units | 23-20 10 11 11: Cement
|  |  | 11-41 27: Special Water Production Facilities | 13-71 21 99: Other Detention Spaces | 21-61 41 42: Water Containing Elements | 23-20 10 11 11 11: Standard Cement
|  |  | 11-41 27 11: Water Distillation Facility | 13-75: Storage Spaces | 21-61 41 42 11: Swimming Pool | 23-20 10 11 11 14: Specialized Cement
|  |  | 11-41 27 14: Special Water Purification Facility | 13-75 11: Fixed Location Storage Spaces | 21-61 41 42 21: Tub | 23-20 10 11 11 14 11: High Sulfate Resistant Cement
|  |  | 11-41 27 17: Chilled Water Facility | 13-75 11 11: Storage Room | 21-61 41 42 31: Water Slide | 23-20 10 11 11 14 14: Low Alkali Cement
|  |  | 11-41 27 99: Other Special Water Production Facilities | 13-75 11 14: Closet | 21-61 41 42 41: Aquarium | 23-20 10 11 11 14 17: Low Heat Cement
|  |  | 11-42: Energy Management Facilities | 13-75 11 17: Coat Check | 21-61 41 42 51: Ponds and Reservoir | 23-20 10 11 11 14 21: Alumina Cement
|  |  | 11-42 11: Energy Production Facilities | 13-75 11 24: Locker Room | 21-61 41 43: Snow and Ice Elements | 23-20 10 11 14: Lime
|  |  | 11-42 11 11: Nuclear-Powered Electrical Generation Facility | 13-75 11 25: Filing Space | 21-61 41 43 11: Ice Rinks | 23-20 10 11 14 11: Hydraulic Lime
|  |  | 11-42 11 14: Wind-Powered Electrical Generation Facility | 13-75 11 27: Supply Room | 21-61 41 43 21: Ski Jumps | 23-20 10 11 14 14: Air Hardening Lime
|  |  | 11-42 11 17: Solar-Powered Electrical Generation Facility | 13-75 11 31: Warehouse Space | 21-61 41 43 31: Snow Sled Tracks | 23-20 10 11 17: Bitumen: Asphalt
|  |  | 11-42 11 21: Hydroelectric Generation Facility | 13-75 11 37: Vehicular Storage Space | 21-61 41 43 41: Bob-Sled Runs | 23-20 10 11 21: Resinous Binders
|  |  | 11-42 11 24: Geothermal-Powered Electrical Generation Facility | 13-75 11 41: Waste Storage Space | 21-61 41 43 51: Snow Making Equipment | 23-20 10 11 24: Gypsum
|  |  | 11-42 11 27: Gas-Powered Electrical Generation Facility | 13-75 11 44: Recycling Storage Space | 21-61 41 43 61: Ice Making Equipment | 23-20 10 14: Cement Admixtures
|  |  | 11-42 11 31: Coal-Powered Electrical Generation Facility | 13-75 11 47: Cupboard | 21-61 41 44: Recreation Elements | 23-20 10 14 11: Plasticizing Agents
|  |  | 11-42 11 34: Oil-Powered Electrical Generation Facility | 13-75 11 51: Storage Shelf | 21-61 41 44 11: Recreation Surfaces | 23-20 10 14 14: Water Retaining Agents
|  |  | 11-42 11 37: Steam Production Facility | 13-75 11 54: Drawer | 21-61 41 44 21: Event Marking | 23-20 10 14 17: Air-Entraining Agents
|  |  | 11-42 11 99: Other Energy Production Facilities | 13-75 11 57: Cubby Compartment | 21-61 41 44 31: Safety Fencing / Netting | 23-20 10 14 21: Gas Generating Agents
|  |  | 11-42 21: Energy Distribution Nodes | 13-75 11 61: Locker Compartment | 21-61 41 44 41: Spectator Seating | 23-20 10 14 24: Setting Retarders
|  |  | 11-42 21 11: Electrical Substation | 13-75 11 91: Fixed Storage Bin | 21-61 41 45: Entertainment Elements | 23-20 10 14 27: Setting Accelerators
|  |  | 11-42 21 14: Switching Station | 13-75 11 99: Other Fixed Storage Spaces | 21-61 41 45 11: Amusement Rides | 23-20 10 14 31: Frostproofing Agents
|  |  | 11-42 21 21: Electrical Transformer | 13-75 21: Non-Fixed Location Storage Spaces | 21-61 41 45 31: Water Spray Parks | 23-20 10 14 34: Waterproofing Agents
|  |  | 11-42 21 24: Natural Gas Pumping Station | 13-75 21 11: Vehicle Storage Compartment | 21-61 41 46: Storage Containers | 23-20 10 14 37: Coloring Agents
|  |  | 11-42 21 99: Other Energy Nodes | 13-75 21 14: Portable Bin | 21-61 41 46 11: Elevated Tanks | 23-20 10 14 41: Admixtures for Injections
|  |  | 11-42 24: Energy Storage Facilities | 13-75 21 17: Vessel | 21-61 41 46 61: Subgrade Tanks | 23-20 10 14 44: Admixtures for Projections
|  |  | 11-42 24 11: Liquid Fuel Storage | 13-75 21 99: Other Non-Fixed Location Storage Spaces | 21-71: Utilities And Infrastructure | 23-20 10 14 47: Adherence Proofing Agents
|  |  | 11-42 24 14: Solid Fuel Storage | 13-75 31: Environmentally Controlled Storage Spaces | 21-71 11: Roadways | 23-20 10 14 51: Bonding Agents
|  |  | 11-42 24 17: Gas Fuel Storage | 13-75 31 11: Environmental Room | 21-71 11 11: Right of Way | 23-20 10 14 54: Cement Replacements
|  |  | 11-42 24 21: Electrical Storage | 13-75 31 14: Refrigeration Compartment | 21-71 11 12: Stabilized Road Base | 23-20 10 14 99: Other Cement Admixtures
|  |  | 11-42 24 99: Other Energy Storage Facilities | 13-75 31 17: Freezing Compartment | 21-71 11 13: Pavements | 23-20 10 17: Gypsum Admixtures
|  |  | 11-42 27: Energy Distribution Facilities | 13-75 31 21: Dry Storage Compartment | 21-71 11 13 11: Soft Pavement | 23-20 15: Mixtures
|  |  | 11-42 27 11: Power Tunnel | 13-75 31 24: Humidity Controlled Storage Space | 21-71 11 13 51: Hard Pavement | 23-20 15 11: Concrete
|  |  | 11-42 27 14: Power Trench | 13-75 31 27: Vacuum Sealed Storage Compartment | 21-71 11 14: Roadside Barriers | 23-20 15 11 11: Cementitious Concrete
|  |  | 11-42 27 17: Pipe Line | 13-75 31 99: Other Environmentally Controlled Storage Space | 21-71 11 14 11: Boulevard Barriers | 23-20 15 11 14: Resinous Concrete
|  |  | 11-42 27 21: Power Line | 13-75 41: Specialty Storage Spaces | 21-71 11 15: Safety Reflectors | 23-20 15 11 17: Hydrocarbon Concrete
|  |  | 11-42 27 24: Steam Tunnel | 13-75 41 11: Sanitary Storage Room | 21-71 11 16: Light: Power: and Communication Vertical Standards | 23-20 15 11 21: Low Density Concrete
|  |  | 11-42 27 27: Natural Gas Pipeline | 13-75 41 14: Soiled Storage Room Space | 21-71 11 17: Sign Structures | 23-20 15 14: Mortars
|  |  | 11-42 27 99: Other Energy Distribution Facilities | 13-75 41 17: Sacristy | 21-71 21: Railways | 23-20 15 14 11: Portland Cement-Lime Mortars
|  |  | 11-43: Waste Management Facilities | 13-75 41 21: Vestry | 21-71 21 21: Railway Drainage | 23-20 15 14 14: Masonry Cement Mortars
|  |  | 11-43 11: Waste Collection and Holding Facilities | 13-75 41 24: Hazardous Material Storage Space | 21-71 21 22: Ballast | 23-20 15 14 17: Mortar Cements
|  |  | 11-43 11 11: Land Fill | 13-75 41 31: Organic Remains Storage Space | 21-71 21 23: Ties | 23-20 15 14 21: Gypsum Based Mortars
|  |  | 11-43 11 14: Special Waste Holding Facility | 13-75 41 34: Book Stacks | 21-71 21 24: Rails | 23-20 15 14 24: Resinous Mortar
|  |  | 11-43 11 99: Other Waste Collection and Holding Facilities | 13-75 41 37: Baggage Claim | 21-71 21 24 11: Light Rail | 23-20 15 14 27: Chemical-Resistant Mortar
|  |  | 11-43 21: Waste Processing Facilities | 13-75 41 41: Evidence Room | 21-71 21 24 51: Heavy Rail | 23-20 15 14 31: Refractory Mortar
|  |  | 11-43 21 11: Recycling Center | 13-75 41 44: Vehicle Impound Lot | 21-71 21 25: Monorail | 23-20 15 14 34: Premixed Mortar
|  |  | 11-43 21 14: Special Waste Reclamation Facility | 13-75 41 99: Other Special Storage Space | 21-71 21 26: Overhead Power | 23-20 15 14 37: Surface Bonding Mortar
|  |  | 11-43 21 99: Other Waste Processing Facilities | 13-81: Facility Service Spaces | 21-71 21 27: Switches | 23-20 15 14 41: Mortar Pigments
|  |  | 11-44: Information Management Facilities | 13-81 11: General Facility Service Spaces | 21-71 21 28: Signals | 23-20 15 17: Grouts
|  |  | 11-44 11: Information Nodes | 13-81 11 11: Access Chamber | 21-71 21 29: Embankment | 23-20 15 17 11: Concrete Grout
|  |  | 11-44 11 11: Computing Center | 13-81 11 14: Area Way | 21-71 31: Airports | 23-20 15 17 11 11: Shrink-Resistant Concrete Grout
|  |  | 11-44 11 14: Tier I Data Center | 13-81 11 17: Crawl Space | 21-71 31 31: Runways and Taxiways | 23-20 15 17 11 14: Catalyzed Metallic Concrete Grout
|  |  | 11-44 11 17: Tier II Data Center | 13-81 11 21: Service Space | 21-71 31 32: Parking Apron | 23-20 15 17 11 17: Epoxy Concrete Grout
|  |  | 11-44 11 21: Tier III Data Center | 13-81 11 24: Air Shaft | 21-71 31 33: Passenger Loading Bridges | 23-20 15 17 11 21: Nonmetallic Concrete Grout
|  |  | 11-44 11 24: Tier IV Data Center | 13-81 11 27: Light Well | 21-71 31 34: Baggage Handling | 23-20 15 17 14: Masonry Grout
|  |  | 11-44 11 99: Other Information Nodes | 13-81 11 99: Other General Facility Service Spaces | 21-71 31 34 11: Baggage Conveyors | 23-20 15 17 14 11: Chemical-Resistant Masonry Grout
|  |  | 11-44 21: Information Distribution Facilities | 13-81 21: Facility Equipment Service Spaces | 21-71 31 34 51: Baggage Security Scanners | 23-20 20: Profiles
|  |  | 11-44 21 11: Telecommunication Lines | 13-81 21 11: Equipment Room | 21-71 31 35: Aircraft Management | 23-20 20 11: Rigid Profiles
|  |  | 11-44 21 14: Satellite Distribution Facilities | 13-81 21 14: Computer Server Room | 21-71 31 35 11: Pavement Marking | 23-20 20 11 11: Ferrous Metal Rigid Profiles
|  |  | 11-44 21 99: Other Information Distribution Facilities | 13-81 21 17: Mechanical Room | 21-71 31 35 21: Aircraft Taxi Guidance Devices | 23-20 20 11 14: Non-Ferrous Metal Rigid Profiles
|  |  | 11-51: Transportation Terminals | 13-81 21 17 11: Refrigerant Machinery Room | 21-71 31 35 31: Aircraft Safety Barriers | 23-20 20 11 17: Wood Rigid Profiles
|  |  | 11-51 11: Aerospace Transportation Terminals | 13-81 21 17 14: Furnace Room | 21-71 31 35 41: Aircraft De-icing Equipment | 23-20 20 11 17 11: Lumber Rigid Profiles
|  |  | 11-51 11 11: Rural/Isolated Airfield | 13-81 21 17 17: Incinerator Room | 21-71 31 35 51: Aircraft Re-fueling Ports and Devices | 23-20 20 11 17 11 11: Hardwood Rigid Profiles
|  |  | 11-51 11 14: Local or Municipal Airfield | 13-81 21 21: Electrical Room | 21-71 31 36: Communication Devices | 23-20 20 11 17 11 14: Softwood Rigid Profiles
|  |  | 11-51 11 17: Regional Airport | 13-81 21 24: Telecommunications Room | 21-71 31 36 11: Air Navigation Devices | 23-20 20 11 17 11 17: Laminated Rigid Profiles
|  |  | 11-51 11 21: International Airport | 13-81 21 27: Transformer Vault | 21-71 31 36 56: Air Communication Devices | 23-20 20 11 17 14: Heavy Timber Rigid Profiles
|  |  | 11-51 11 24: Heliport | 13-81 21 31: Elevator Shaft | 21-71 41: Space Travel | 23-20 20 11 21: Plastic Rigid Profiles
|  |  | 11-51 11 27: Extra-Atmospheric Aerospace Transportation Terminal | 13-81 21 99: Other Facility Equipment Service Spaces | 21-71 41 41: Space Vehicle Assembly Enclosures | 23-20 20 11 24: Composite Rigid Profiles
|  |  | 11-51 11 99: Other Aerospace Transportation Terminals | 13-81 31: Service Distribution Spaces | 21-71 41 42: Space Vehicle Transfer Road | 23-20 20 14: Flexible Profiles
|  |  | 11-51 21: Marine Transportation Terminals | 13-81 31 11: Power Distribution Spaces | 21-71 41 43: Launch Facilities | 23-20 20 14 11: Plastic Flexible Profiles
|  |  | 11-51 21 11: Recreational Marina | 13-81 31 11 11: Electrical Line | 21-71 41 43 11: Launch Tower | 23-20 20 14 14: Rubber Flexible Profiles
|  |  | 11-51 21 14: Commercial Pier | 13-81 31 11 14: Electrical Conduit Chamber | 21-71 41 43 31: Water Cooling Moat | 23-20 20 14 14 11: Natural Rubber Flexible Profiles
|  |  | 11-51 21 17: Industrial Pier | 13-81 31 11 17: Electrical Duct Bank | 21-71 41 43 51: Safety Devices | 23-20 20 14 14 14: Butyl Flexible Profiles
|  |  | 11-51 21 99: Other Marine Transportation Terminals | 13-81 31 11 99: Other Power Distribution Spaces | 21-71 41 47: Post-Launch Equipment | 23-20 20 14 14 17: Neoprene Flexible Profiles
|  |  | 11-51 24: Rail Transportation Terminals | 13-81 31 21: Information Signal Distribution Spaces | 21-71 41 47 11: Satellite Control Facilities | 23-20 20 14 14 21: Silicone Flexible Profiles
|  |  | 11-51 24 11: Rural Long Distance Rail Station | 13-81 31 21 11: Communications Line | 21-71 41 47 31: Telescope Enclosure Domes | 23-20 20 14 14 24: Polysulfide Flexible Profiles
|  |  | 11-51 24 14: Urban Long Distance Rail Station | 13-81 31 21 14: Communications Duct Bank | 21-71 41 47 51: Radio Signal Searching Device Construction | 23-20 20 17: Lath
|  |  | 11-51 24 17: Local Transit Station | 13-81 31 21 17: Cable Tray | 21-71 51: Transportation | 23-20 20 17 11: Gypsum Lath
|  |  | 11-51 24 99: Other Rail Transportation Terminals | 13-81 31 21 99: Other Information Signal Distribution Spaces | 21-71 51 51: Vehicles | 23-20 20 17 14: Lead-Lined Lath
|  |  | 11-51 27: Motor Vehicle Transportation Terminals | 13-81 31 31: Gas Distribution Spaces | 21-71 51 51 11: Aircraft | 23-20 20 17 17: Metal Lath
|  |  | 11-51 27 11: Long Distance Bus Station | 13-81 31 31 11: Gas Pipeline | 21-71 51 51 21: Automobiles | 23-20 20 17 21: Veneer Plaster Base Lath
|  |  | 11-51 27 14: Local Transit Bus Station | 13-81 31 31 14: Medical Gas Pipe | 21-71 51 51 31: Boats/Ships | 23-20 20 17 24: Wood Lath
|  |  | 11-51 27 17: Roadside Truck Stop | 13-81 31 31 17: Vacuum Pipe | 21-71 51 51 41: Buses | 23-20 25: Sheets: Boards: and Slabs
|  |  | 11-51 27 21: Highway Rest Stop | 13-81 31 31 21: Laboratory Gas Pipe | 21-71 51 51 51: Cable Car | 23-20 25 11: Thin Flexible Sheets
|  |  | 11-51 27 99: Other Motor Vehicle Transportation Terminals | 13-81 31 31 24: Air Supply Duct | 21-71 51 51 61: Elevated Airport Vehicles | 23-20 25 11 11: Thin Sheets
|  |  | 11-51 31: Vehicle Maintenance and Parking Facilities | 13-81 31 31 27: Air Return Duct | 21-71 51 51 71: Guided Transit Vehicles / Surface Shuttles | 23-20 25 11 11 11: Thin Metal Sheets
|  |  | 11-51 31 11: Auto Maintenance and Fueling Station | 13-81 31 31 31: Exhaust Duct | 21-71 51 53: Space Vehicles | 23-20 25 11 11 14: Thin Wood Sheets
|  |  | 11-51 31 12: Automobile Parking Facility | 13-81 31 31 34: Gas Piping Chase | 21-71 51 53 11: Spacecraft | 23-20 25 11 11 17: Building Papers
|  |  | 11-51 31 17: Rail Maintenance and Fueling Facility | 13-81 31 31 37: Mechanical Shaft | 21-71 51 53 31: Spacecraft Transfer Vehicles | 23-20 25 11 11 21: Thin Plastic Sheets
|  |  | 11-51 31 18: Rail Yard | 13-81 31 31 99: Other Gas Distribution Spaces | 21-71 51 53 51: Trains | 23-20 25 11 11 24: Thin Rubber Sheets
|  |  | 11-51 31 21: Airplane Maintenance and Fueling Facility | 13-81 31 41: Liquid Distribution Spaces | 21-71 51 57: Funicular Elements | 23-20 25 11 14: Textiles
|  |  | 11-51 31 24: Boat Maintenance and Fueling Dry Docks | 13-81 31 41 11: Oil Pipeline | 21-71 51 57 11: Surface Tramway | 23-20 25 11 17: Mesh for General Use
|  |  | 11-51 31 99: Other Vehicle Maintenance and Parking Facilities | 13-81 31 41 14: Water Pipeline | 21-71 51 57 21: Aerial Tramway | 23-20 25 14: Rigid Sheets: Slabs: Plates
|  |  | 11-52: Transportation Routes | 13-81 31 41 17: Chilled Water Pipe | 21-71 51 57 31: Ski Tow - Closed Cabin | 23-20 25 14 11: Solid Sheets
|  |  | 11-52 11: Roadways | 13-81 31 41 21: Hot Water Pipe | 21-71 51 57 41: Ski Tow - Open | 23-20 25 14 11 11: Solid Stone Sheets
|  |  | 11-52 11 11: Alley | 13-81 31 41 24: Special Water Pipe | 21-71 51 57 51: Ski Tow Cabin | 23-20 25 14 11 14: Solid Cementitious Sheets
|  |  | 11-52 11 14: Driveway | 13-81 31 41 27: Liquid Pipe Chase | 21-71 51 57 61: Operated River Crossing Raft | 23-20 25 14 11 17: Solid Mineral Sheets
|  |  | 11-52 11 17: Street | 13-81 31 41 99: Other Liquid Distribution Spaces | 21-71 61: Utilities | 23-20 25 14 11 21: Solid Glass Sheets
|  |  | 11-52 11 24: Collector | 13-81 31 99: Other Service Distribution Spaces | 21-71 61 61: Water Wells | 23-20 25 14 11 24: Solid Metal Sheets
|  |  | 11-52 11 27: Arterial Roadway | 13-81 99: Other Facility Service Spaces | 21-71 61 61 11: Excavated Wells | 23-20 25 14 11 27: Solid Wood-Based Sheets
|  |  | 11-52 11 28: County Highway | 13-85: Circulation Spaces | 21-71 61 61 31: Drilled Wells | 23-20 25 14 11 31: Solid Plastic Sheets
|  |  | 11-52 11 31: State or Provincial Highway | 13-85 11: Horizontal Circulation Spaces | 21-71 61 62: Water Distribution | 23-20 25 14 14: Hollow Core Sheets
|  |  | 11-52 11 34: Beltway | 13-85 11 11: Corridor | 21-71 61 62 11: Below Grade | 23-20 25 14 14 11: Wood-Based Hollow Core Sheets
|  |  | 11-52 11 37: Interstate Highway | 13-85 11 17: Aisle | 21-71 61 62 51: Above Grade Viaduct | 23-20 25 14 14 14: Mineral Hollow Core Sheets
|  |  | 11-52 11 99: Other Roadways | 13-85 11 21: Mall | 21-71 61 63: Sanitary Sewer Utility | 23-20 25 14 14 17: Metal Hollow Core Sheets
|  |  | 11-52 21: Railways | 13-85 11 24: Concourse | 21-71 61 64: Storm Sewer Utility | 23-20 25 14 14 21: Plastic Hollow Core Sheets
|  |  | 11-52 21 11: Heavy Railway | 13-85 11 27: Breezeway | 21-71 61 65: Fuel Utility Distribution | 23-20 25 17: Gratings
|  |  | 11-52 21 14: Light Railway | 13-85 11 31: Jet Way | 21-71 61 65 11: Tank Fuel Storage | 23-20 25 21: Blankets: Quilts
|  |  | 11-52 21 17: High Speed Railway | 13-85 11 37: Moving Walkway | 21-71 61 65 21: Pressurized Cylinders | 23-20 30: Blocks and Bricks
|  |  | 11-52 21 21: Monorail | 13-85 11 99: Other Horizontal Circulation Spaces | 21-71 61 65 31: Piping | 23-20 30 11: Blocks
|  |  | 11-52 21 24: Magnetic Levitation Railway | 13-85 21: Vertical Circulation Spaces | 21-71 61 66: Heating and Cooling Utility Distribution | 23-20 30 11 11: Concrete Masonry Units
|  |  | 11-52 21 99: Other Railways | 13-85 21 11: Stairway | 21-71 61 67: Electrical Power Distribution | 23-20 30 11 11 11: Concrete Block
|  |  | 11-52 24: Bridges | 13-85 21 14: Egress Stairway | 21-71 61 68: Communication Utility Distribution | 23-20 30 11 11 14: Exposed Aggregate Concrete Masonry Units
|  |  | 11-52 24 11: Vehicular Bridge | 13-85 21 17: Ceremonial Stairway | 21-71 71: Water-Related Construction | 23-20 30 11 11 17: Fluted Concrete Masonry Units
|  |  | 11-52 24 14: Rail Bridge | 13-85 21 19: Escalator | 21-71 71 71: Coastal Construction | 23-20 30 11 11 21: Interlocking Concrete Masonry Units
|  |  | 11-52 24 17: Pedestrian Bridge | 13-85 21 21: Ramp | 21-71 71 72: Waterway Construction | 23-20 30 11 11 24: Molded-Face Concrete Masonry Units
|  |  | 11-52 24 99: Other Bridges | 13-85 21 24: Stair and Ramp Combination | 21-71 71 73: Marine Construction | 23-20 30 11 11 27: Prefaced Concrete Masonry Units
|  |  | 11-90: Mixed-Use Facilities | 13-85 21 27: Elevator Cab | 21-71 71 74: Underwater Construction | 23-20 30 11 11 31: Preinsulated Concrete Masonry Units
|  |  |  | 13-85 21 31: Dumbwaiter | 21-81: Specialty Equipment | 23-20 30 11 11 34: Sound-Absorbing Concrete Masonry Units
|  |  |  | 13-85 21 99: Other Vertical Circulation Spaces | 21-81 11: Chemical: Biological: and Metallurgical Equipment | 23-20 30 11 11 37: Split-Face Concrete Masonry Units
|  |  |  | 13-85 31: Transitional Circulation Spaces | 21-81 11 11: Chemical Conveyance Equipment | 23-20 30 11 14: Calcium Silicate Masonry Units
|  |  |  | 13-85 31 11: Entry Vestibule | 21-81 11 11 11: React Pipe Conveyance Equipment | 23-20 30 11 17: Glass Masonry Units
|  |  |  | 13-85 31 14: Entry Lobby | 21-81 11 11 14: Distill / Separate Pipe Conveyance Equipment | 23-20 30 11 21: Adobe Masonry Units
|  |  |  | 13-85 31 17: Elevator Lobby | 21-81 11 11 17: Wash Pipe Conveyance Equipment | 23-20 30 11 24: Clay Masonry Units
|  |  |  | 13-85 31 21: Landing | 21-81 11 11 21: Absorb Pipe Conveyance Equipment | 23-20 30 11 24 11: Common Brick
|  |  |  | 13-85 31 24: Anteroom | 21-81 11 11 24: Evaporate Pipe Conveyance Equipment | 23-20 30 11 24 14: Face Brick
|  |  |  | 13-85 31 27: Air Lock | 21-81 11 11 27: Crystallize Pipe Conveyance Equipment | 23-20 30 11 24 17: Fire Brick
|  |  |  | 13-85 31 99: Other Transitional Circulation Spaces | 21-81 11 11 31: Hydro-treat Pipe Conveyance Equipment | 23-20 30 11 24 21: Glazed Brick
|  |  |  | 13-85 41: Specialty Circulation Spaces | 21-81 11 11 34: Reform Pipe Conveyance Equipment | 23-20 30 11 24 24: Ceramic Glazed Clay Masonry Units
|  |  |  | 13-85 41 11: Means of Egress | 21-81 11 11 37: Crack Pipe Conveyance Equipment | 23-20 30 11 24 27: Clay Tile
|  |  |  | 13-85 41 14: Accessible Route | 21-81 11 11 41: Blend Pipe Conveyance Equipment | 23-20 30 11 24 31: Structural Clay Tile
|  |  |  | 13-85 41 17: Hub Room | 21-81 11 11 44: Isomerize Pipe Conveyance Equipment | 23-20 30 11 24 34: Clay Flue Lining
|  |  |  | 13-85 41 99: Other Specialty Circulation Spaces | 21-81 11 11 47: Alkylate Pipe Conveyance Equipment | 23-20 30 11 24 37: Terra Cotta
|  |  |  | 13-91: Travel Spaces | 21-81 11 12: Biological Conveyance Equipment | 23-20 30 14: Masonry Anchorage and Reinforcement
|  |  |  | 13-91 11: Vehicular Travel Spaces | 21-81 11 12 11: Ferment Pipe Conveyance Equipment | 23-20 30 14 11: Masonry Reinforcing
|  |  |  | 13-91 11 11: Ground Vehicular Travel Spaces | 21-81 11 12 21: Digest Pipe Conveyance Equipment | 23-20 30 14 11 11: Continuous Joint Reinforcing
|  |  |  | 13-91 11 11 11: Highway | 21-81 11 13: Metallurgical Conveyance Equipment | 23-20 30 14 11 14: Reinforcing Bars
|  |  |  | 13-91 11 11 14: Causeway | 21-81 11 13 11: Smelt / Melt Conveyance Equipment | 23-20 30 14 14: Masonry Ties
|  |  |  | 13-91 11 11 21: Street | 21-81 11 13 21: Refine Conveyance Equipment | 23-20 30 14 14 11: Flexible Masonry Ties
|  |  |  | 13-91 11 11 24: Alley | 21-81 11 13 31: Coke Conveyance Equipment | 23-20 30 14 14 14: Masonry Veneer Ties
|  |  |  | 13-91 11 11 27: Driveway | 21-81 21: Thermal and Combustion Equipment | 23-20 30 14 14 17: Rigid Masonry Ties
|  |  |  | 13-91 11 11 31: Drop-Off Area | 21-81 21 21: Heat Exchange Equipment | 23-20 30 14 17: Masonry Anchors
|  |  |  | 13-91 11 11 33: Loading Dock | 21-81 21 22: Boiler and Furnace Equipment | 23-20 30 14 17 11: Masonry Veneer Anchors
|  |  |  | 13-91 11 11 34: Entrance/Exit Ramp | 21-81 21 23: Oven: Heater and Roaster Equipment | 23-20 30 14 17 14: Stone Masonry Anchors
|  |  |  | 13-91 11 11 37: Bridge | 21-81 21 24: Kiln Equipment | 23-20 30 17: Special Profiles for Masonry
|  |  |  | 13-91 11 21: Aerial Vehicular Travel Spaces | 21-81 21 25: Incinerate Devices | 23-20 30 17 11: Special Masonry Shapes
|  |  |  | 13-91 11 21 11: Airport Apron | 21-81 21 26: Chill/Refrigerate Equipment | 23-20 30 17 14: Masonry Sills and Thresholds
|  |  |  | 13-91 11 21 14: Taxiway | 21-81 21 27: Freeze Dry Equipment | 23-20 30 17 17: Masonry Moldings
|  |  |  | 13-91 11 21 17: Runway | 21-81 21 28: Sterilize Equipment | 23-20 30 17 21: Masonry Copings
|  |  |  | 13-91 11 21 21: Airway | 21-81 31: Power and Motive Equipment | 23-20 30 17 24: Masonry Quoins
|  |  |  | 13-91 11 31: Water Vehicular Travel Spaces | 21-81 31 31: Electrical Power Generation | 23-20 30 17 27: Masonry Cornices
|  |  |  | 13-91 11 31 11: Waterway | 21-81 31 31 11: Water Source Generating Equipment | 23-20 30 21: Structural Support for Masonry
|  |  |  | 13-91 11 31 14: Channel | 21-81 31 31 21: Combustion Equipment | 23-20 30 21 11: Lintels
|  |  |  | 13-91 11 31 17: Canal | 21-81 31 31 31: Solar Equipment | 23-20 30 21 11 11: Lintel Former Units
|  |  |  | 13-91 11 31 21: Bay | 21-81 31 31 41: Wind Equipment | 23-20 30 21 14: Wall Connectors and Starters
|  |  |  | 13-91 11 31 24: Dock | 21-81 31 31 51: Nuclear Reactor | 23-20 30 21 17: Supports for Masonry
|  |  |  | 13-91 11 99: Other Vehicular Travel Spaces | 21-81 31 32: Air/Gas Power Generation | 23-20 30 21 17 11: Masonry Angles
|  |  |  | 13-91 21: Pedestrian Travel Spaces | 21-81 31 32 11: Fan/Blower Equipment | 23-20 30 21 17 11 11: Masonry Shelf Angles
|  |  |  | 13-91 21 11: Sidewalk | 21-81 31 32 21: Exhauster Equipment | 23-20 30 21 17 14: Gussets
|  |  |  | 13-91 21 14: Pedestrian Way | 21-81 31 32 31: Vacuum Equipment | 23-20 30 24: Ancillary Products for Masonry
|  |  |  | 13-91 21 17: Footpath | 21-81 31 32 41: Compression Equipment | 23-20 30 24 11: Embedded Flashing
|  |  |  | 13-91 21 21: Trail | 21-81 31 33: Fluid Power Generation | 23-20 30 24 14: Cavity Closers
|  |  |  | 13-91 21 24: Gangway | 21-81 31 33 11: Gravity Equipment | 23-20 30 24 17: Cavity Weep and Ventilation Units
|  |  |  | 13-91 21 99: Other Pedestrian Travel Spaces | 21-81 31 33 21: Pump Equipment | 23-20 30 24 17 11: Weeps
[5 empty] | 21-81 31 34: Engines/Drivers | 23-20 30 24 17 14: Cavity Vents
[5 empty] | 21-81 31 34 11: Pneumatic Motors | 23-20 30 24 17 17: Drainage Material
[5 empty] | 21-81 31 34 21: Electrical Motors | 23-20 30 24 21: Joint Materials
[5 empty] | 21-81 31 34 31: Turbines | 23-20 30 24 21 11: Control Joints
[5 empty] | 21-81 41: Process Equipment | 23-20 30 24 21 14: Expansion Joints
[5 empty] | 21-81 41 41: Gas: Fume and Particulate Treatment Equipment | 23-20 30 24 24: Airbricks
[5 empty] | 21-81 41 41 11: Adsorb Equipment | 23-20 40: Mechanical Fasteners: Adhesives: and Sealants
[5 empty] | 21-81 41 41 15: Desiccate Equipment | 23-20 40 11: Mechanical Fasteners
[5 empty] | 21-81 41 41 21: Cyclone Equipment | 23-20 40 11 11: Cast-In Anchorages
[5 empty] | 21-81 41 41 26: Filter Equipment | 23-20 40 11 11 11: Rail Anchors
[5 empty] | 21-81 41 41 31: Condensor Equipment | 23-20 40 11 11 14: Screw Cases
[5 empty] | 21-81 41 41 35: Scrubber Equipment | 23-20 40 11 11 17: Anchor Blocks
[5 empty] | 21-81 41 41 41: Eject/E-duct Equipment | 23-20 40 11 11 21: Inserts
[5 empty] | 21-81 41 41 45: Vent Equipment | 23-20 40 11 11 21 11: Adjustable Wedge
[5 empty] | 21-81 41 41 51: Stack Equipment | 23-20 40 11 11 21 14: Adjustable Box
[5 empty] | 21-81 41 41 55: Flare Equipment | 23-20 40 11 11 21 17: Threaded
[5 empty] | 21-81 41 41 61: Flame Arrest Equipment | 23-20 40 11 11 24: Dovetail Slots
[5 empty] | 21-81 41 42: Reduction Process | 23-20 40 11 14: Multi-Purpose Mechanical Fasteners
[5 empty] | 21-81 41 42 11: Break Equipment | 23-20 40 11 14 11: Plugs
[5 empty] | 21-81 41 42 16: Pulverize Equipment | 23-20 40 11 14 14: Staples
[5 empty] | 21-81 41 42 21: Crush Equipment | 23-20 40 11 14 17: Nails
[5 empty] | 21-81 41 42 26: Grind Equipment | 23-20 40 11 14 21: Rivets
[5 empty] | 21-81 41 42 31: Mill Equipment | 23-20 40 11 14 24: Screws
[5 empty] | 21-81 41 42 36: Cut Equipment | 23-20 40 11 14 27: Bolts and Nuts
[5 empty] | 21-81 41 42 41: Chip Equipment | 23-20 40 11 14 31: Threaded Rods and Nuts
[5 empty] | 21-81 41 42 46: Flake Equipment | 23-20 40 11 14 34: Bandings
[5 empty] | 21-81 41 42 51: Shred Equipment | 23-20 40 11 17: Structural Mechanical Fasteners in Hardened Concrete and Masonry
[5 empty] | 21-81 41 42 56: Split Equipment | 23-20 40 11 17 11: Expansion Anchors
[5 empty] | 21-81 41 43: Separation Process | 23-20 40 11 17 14: Undercut Anchors
[5 empty] | 21-81 41 43 11: Filter Equipment | 23-20 40 11 17 17: Bonded Anchors
[5 empty] | 21-81 41 43 16: Strain Equipment | 23-20 40 11 21: Mechanical Fasteners for Metal Structures
[5 empty] | 21-81 41 43 21: Sieve Equipment | 23-20 40 11 24: Mechanical Fasteners for Wood Structures
[5 empty] | 21-81 41 43 26: Wash Equipment | 23-20 40 11 24 11: Nail Plates
[5 empty] | 21-81 41 43 31: Centrifuge Equipment | 23-20 40 11 24 14: Wood Connectors
[5 empty] | 21-81 41 43 36: Flotation Equipment | 23-20 40 11 24 17: Framing Anchors
[5 empty] | 21-81 41 43 41: Sort Equipment | 23-20 40 14: Welded Joint Products
[5 empty] | 21-81 41 43 46: Separate Equipment | 23-20 40 14 11: Soldering Products
[5 empty] | 21-81 41 43 51: De-aerate/De-gas Equipment | 23-20 40 14 14: Brazing Products
[5 empty] | 21-81 41 43 56: Settling Equipment | 23-20 40 14 17: Welding Products
[5 empty] | 21-81 41 44: Mix and Blend Equipment | 23-20 14 17: Adhesives
[5 empty] | 21-81 41 44 11: Mix Equipment | 23-20 14 17 11: Natural Adhesives and Glues
[5 empty] | 21-81 41 44 26: Stir Equipment | 23-20 14 17 14: Synthetic Adhesives
[5 empty] | 21-81 41 44 21: Kneed Equipment | 23-20 14 21: General Purpose Tape
[5 empty] | 21-81 41 44 26: Agitate Equipment | 23-20 14 24: Joint Fillers: Sealants: and Mastics
[5 empty] | 21-81 41 44 31: Slake Equipment | 23-20 14 24 11: Joint Fillers
[5 empty] | 21-81 41 44 36: Blend Equipment | 23-20 14 24 11 11: Backer Rods
[5 empty] | 21-81 41 44 41: Compound Equipment | 23-20 14 24 14: Putties
[5 empty] | 21-81 41 44 46: Aerate Equipment | 23-20 14 24 17: Construction Sealants
[5 empty] | 21-81 41 44 51: Inject Equipment | 23-20 14 24 17 11: Elastomeric Construction Sealants
[5 empty] | 21-81 41 45: Shaping Process Equipment | 23-20 14 24 17 14: Rigid Construction Sealants
[5 empty] | 21-81 41 45 11: Pelletize Equipment | 23-20 14 24 17 17: Sanitary Construction Sealants
[5 empty] | 21-81 41 45 16: Spin Equipment | 23-20 14 24 17 21: Chemical-Resistant Construction Sealants
[5 empty] | 21-81 41 45 21: Extrude Equipment | 23-20 14 24 17 24: Water-Immersed Construction Sealants
[5 empty] | 21-81 41 45 26: Pulltrude Equipment | 23-20 14 24 21: Preformed Joint Seals
[5 empty] | 21-81 41 45 31: Compact Equipment | 23-20 14 24 21 11: Compression Seals
[5 empty] | 21-81 41 45 36: Tablet Equipment | 23-20 14 24 21 14: Joint Gaskets
[5 empty] | 21-81 41 45 41: Roll Equipment | 23-20 14 27: Ropes: Wires: and Cables
[5 empty] | 21-81 41 46: Web Equipment | 23-20 14 27 11: Ropes
[5 empty] | 21-81 41 46 11: Conversion Equipment | 23-20 14 27 14: Wires
[5 empty] | 21-81 41 46 11 11: Screen Equipment | 23-20 14 27 17: Cables
[5 empty] | 21-81 41 46 11 12: Extrude Equipment | 23-20 50: Thermal and Moisture Protective Products
[5 empty] | 21-81 41 46 11 13: Roll Coat Equipment | 23-20 50 11: Fireproofing
[5 empty] | 21-81 41 46 11 14: Cast Equipment | 23-20 50 11 11: Board Fireproofing
[5 empty] | 21-81 41 46 21: Preparation/Treatment Equipment | 23-20 50 11 11 11: Calcium Silicate Board Fireproofing
[5 empty] | 21-81 41 46 21 21: Clean Equipment | 23-20 50 11 11 14: Slag FiberBoard Fireproofing
[5 empty] | 21-81 41 46 21 22: Heat Treat Equipment | 23-20 50 11 14: Blanket Fireproofing
[5 empty] | 21-81 41 46 21 23: Sanitize/Sterilize Equipment | 23-20 50 11 14 11: Smoke Containment Barriers
[5 empty] | 21-81 41 46 21 24: Neutralize Equipment | 23-20 50 11 17: Fireproofing Coatings
[5 empty] | 21-81 41 46 21 25: Electrostatic Equipment | 23-20 50 11 17 11: Cement Aggregate Fireproofing
[5 empty] | 21-81 41 46 21 26: Texturize Equipment | 23-20 50 11 17 14: Cementitious Fireproofing
[5 empty] | 21-81 41 46 21 27: Vulcanize Equipment | 23-20 50 11 17 17: Foamed Magnesium Oxychloride Fireproofing
[5 empty] | 21-81 41 46 21 28: Passivate Equipment | 23-20 50 11 17 21: Intumescent Mastic Fireproofing
[5 empty] | 21-81 41 46 21 29: Anneal Equipment | 23-20 50 11 17 24: Magnesium Cement Fireproofing
[5 empty] | 21-81 41 46 21 31: Pickle Equipment | 23-20 50 11 17 27: Mineral Fiber Cementitious Fireproofing
[5 empty] | 21-81 41 46 21 32: Cure Equipment | 23-20 50 11 17 31: Miner Fiber Fireproofing
[5 empty] | 21-81 41 46 21 33: Temper Equipment | 23-20 50 14: Firestopping
[5 empty] | 21-81 41 46 41: Coat/Plate Equipment | 23-20 50 14 11: Penetrations Firestopping
[5 empty] | 21-81 41 46 51: Dimensional Equipment | 23-20 50 14 11 11: Annular Space Protection
[5 empty] | 21-81 41 46 51 51: Stretch Equipment | 23-20 50 14 11 14: Fire Resistant Joint Sealants
[5 empty] | 21-81 41 46 51 52: Tent Equipment | 23-20 50 14 11 17: Firestopping Foams
[5 empty] | 21-81 41 46 51 53: Roll Equipment | 23-20 50 14 11 17 11: Intumescent Firestopping Foams
[5 empty] | 21-81 41 46 51 54: Calendar Equipment | 23-20 50 14 11 17 14: Silicone Firestopping Foams
[5 empty] | 21-81 41 46 61: Dry Process Equipment | 23-20 50 14 11 21: Firestopping Mortars
[5 empty] | 21-81 41 46 71: Finish and Trim Equipment | 23-20 50 14 11 24: Firestopping Pillows
[5 empty] | 21-81 41 46 71 71: Wind/unwind Equipment | 23-20 50 14 11 27: Thermal Barriers for Plastics
[5 empty] | 21-81 41 46 71 72: Slit Equipment | 23-20 50 14 14: Fire-Safing
[5 empty] | 21-81 41 46 71 73: Chop Equipment | 23-20 50 14 14 11: Fibrous Blankets
[5 empty] | 21-81 41 46 71 74: Cut Equipment | 23-20 50 14 14 14: Fire-Safing Sealants
[5 empty] | 21-81 41 46 71 75: Perforate Equipment | 23-20 50 14 14 17: Fire-Safing Clip Anchors
[5 empty] | 21-81 41 46 71 76: Spool Equipment | 23-20 50 17: Dampproofings
[5 empty] | 21-81 51: Fluid Treatment Equipment | 23-20 50 17 11: Dampproofing Membranes
[5 empty] | 21-81 51 51: Potable Water Treatment Equipment | 23-20 50 17 14: Dampproofing Coatings
[5 empty] | 21-81 51 51 11: Potable Water Treatment Equipment | 23-20 50 17 14 11: Bituminous Dampproofing Coatings
[5 empty] | 21-81 51 51 16: Potable Water Pump Equipment | 23-20 50 17 14 14: Cementitious Dampproofing Coatings
[5 empty] | 21-81 51 51 21: Potable Water Mixer and Flocculator Equipment | 23-20 50 21: Waterproofing
[5 empty] | 21-81 51 51 26: Potable Water Clarifying Equipment | 23-20 50 21 11: Built-Up Bituminous Waterproofing
[5 empty] | 21-81 51 51 31: Potable Water Filtering Equipment | 23-20 50 21 14: Sheet Waterproofing
[5 empty] | 21-81 51 51 36: Potable Water Aeration Equipment | 23-20 50 21 14 11: Bituminous Sheet Waterproofing
[5 empty] | 21-81 51 51 41: Potable Water Chemical Feed Equipment | 23-20 50 21 14 14: Elastomeric Sheet Waterproofing
[5 empty] | 21-81 51 51 46: Water Softening Equipment | 23-20 50 21 14 17: Modified Bituminous Sheet Waterproofing
[5 empty] | 21-81 51 51 51: Potable Water Disinfectant Feed Equipment | 23-20 50 21 14 21: Thermoplastic Sheet Waterproofing
[5 empty] | 21-81 51 51 56: Potable Water Fluoridation Equipment | 23-20 50 21 17: Fluid-Applied Waterproofing
[5 empty] | 21-81 51 51 61: Potable Water Taste and Odor Equipment | 23-20 50 21 17 11: Hot-Applied Rubberized Asphalt
[5 empty] | 21-81 51 52: Wastewater Treatment Equipment | 23-20 50 21 21: Sheet Metal Waterproofing
[5 empty] | 21-81 51 52 11: Wastewater Pump Station Equipment | 23-20 50 21 24: Cementitious and Reactive Waterproofing
[5 empty] | 21-81 51 52 16: Wastewater Sewer Piping Equipment | 23-20 50 21 24 11: Acrylic Modified Cement Waterproofing
[5 empty] | 21-81 51 52 21: Wastewater Tank Equipment | 23-20 50 21 24 14: Crystalline Waterproofing
[5 empty] | 21-81 51 52 26: Wastewater Screening Equipment | 23-20 50 21 24 17: Metal Oxide Waterproofing
[5 empty] | 21-81 51 52 31: Wastewater Chemical Addition Equipment | 23-20 50 21 27: Bentonite Waterproofing
[5 empty] | 21-81 51 52 36: Wastewater Comminutors Equipment | 23-20 50 21 27 11: Bentonite Panel Waterproofing
[5 empty] | 21-81 51 52 41: Wastewater Aeration and Flocculation Equipment | 23-20 50 21 27 14: Bentonite Sheet Waterproofing
[5 empty] | 21-81 51 52 46: Wastewater Flow Equalization Equipment | 23-20 50 21 31: Waterproof Traffic Coatings
[5 empty] | 21-81 51 52 51: Wastewater Flow Splinter Unit Equipment | 23-20 50 21 31 11: Pedestrian Waterproof Traffic Coatings
[5 empty] | 21-81 51 52 56: Wastewater Disinfection Equipment | 23-20 50 21 31 14: Vehicular Waterproof Traffic Coatings
[5 empty] | 21-81 51 52 61: Wastewater Sludge Removal Equipment | 23-20 50 24: Thermal Insulation
[5 empty] | 21-81 51 53: Storm Water Treatment Equipment | 23-20 50 24 11: Slab and Board Thermal Insulation
[5 empty] | 21-81 51 53 11: Storm Water Swale Equipment | 23-20 50 24 11 11: Polystyrene Slab and Board Thermal Insulation
[5 empty] | 21-81 51 53 16: Storm Water Inlet Equipment | 23-20 50 24 11 11 11: Expanded Polystyrene Slab and Board Thermal Insulation
[5 empty] | 21-81 51 53 21: Storm Water Culvert Equipment | 23-20 50 24 11 11 14: Extruded Polystyrene Slab and Board Thermal Insulation
[5 empty] | 21-81 51 53 26: Storm Water Headwall Equipment | 23-20 50 24 11 14: Urethane Slab and Board Thermal Insulation
[5 empty] | 21-81 51 53 31: Storm Water Outlet Protection Equipment | 23-20 50 24 11 17: Perlite Slab and Board Thermal Insulation
[5 empty] | 21-81 51 53 36: Storm Water Infiltration Equipment | 23-20 50 24 11 21: Fiberglass Slab and Board Thermal Insulation
[5 empty] | 21-81 51 53 41: Above-Ground Storm Water Storage Equipment | 23-20 50 24 14: Blanket Thermal Insulation
[5 empty] | 21-81 51 53 46: Underground Storm Water Storage Equipment | 23-20 50 24 14 11: Fiberglass Blanket Thermal Insulation
[5 empty] | 21-81 51 54: Fluid Waste Treatment Equipment | 23-20 50 24 14 14: Rock Wool Blanket Thermal Insulation
[5 empty] | 21-81 51 54 11: Fluid Treatment Equipment | 23-20 50 24 17: Thermal Insulation Coatings
[5 empty] | 21-81 51 54 14: Filter Underdrains and Media Equipment | 23-20 50 24 17 11: Sprayed Thermal Insulation Coatings
[5 empty] | 21-81 51 54 17: Fluid Waste Digester Covers and Appurtenances | 23-20 50 24 17 11 11: Sprayed Cellulose Thermal Insulation Coatings
[5 empty] | 21-81 51 54 21: Fluid Waste Oxygenation Equipment | 23-20 50 24 21: Loose Fill Thermal Insulation
[5 empty] | 21-81 51 54 24: Sludge Conditioning Equipment | 23-20 50 24 21 11: Granular Fill Thermal Insulation
[5 empty] | 21-81 51 54 27: Fluid Waste Treatment Equipment | 23-20 50 27: Sound Isolation Insulation
[5 empty] | 21-81 51 54 31: Fluid Waste Pump Equipment | 23-20 50 27 11: Slab and Board Sound Isolation Insulation
[5 empty] | 21-81 51 54 34: Grit Collection Equipment | 23-20 50 27 14: Fiberglass Slab and Board Sound Isolation Insulation
[5 empty] | 21-81 51 54 37: Fluid Waste Screen and Grind Equipment | 23-20 50 27 17: Blanket Sound Isolation Insulation
[5 empty] | 21-81 51 54 41: Sedimentation Tank Equipment | 23-20 50 27 17 11: Fiberglass Blanket Sound Isolation Insulation
[5 empty] | 21-81 51 54 44: Fluid Waste Scum Removal Equipment | 23-20 50 27 17 14: Rock Wool Blanket Sound Isolation Insulation
[5 empty] | 21-81 51 54 47: Fluid Waste Chemical Equipment | 23-20 50 27 21: Sound Isolation Coatings
[5 empty] | 21-81 51 54 51: Sludge Handling and Treatment Equipment | 23-20 50 27 24: Sound Isolation Loose Fills
[5 empty] | 21-81 51 54 54: Filter Press Equipment | 23-20 50 27 24 11: Granular Sound Isolation Loose Fills
[5 empty] | 21-81 51 54 57: Trickling Filter Equipment | 23-20 50 31: Protective Products
[5 empty] | 21-81 51 54 61: Fluid Waste Compressor Equipment | 23-20 50 31 11: Products for Prevention of Biological Damage
[5 empty] | 21-81 51 54 64: Fluid Waste Aeration Equipment | 23-20 50 31 11 11: Coatings for Prevention of Biological Damage
[5 empty] | 21-81 51 54 67: Sludge Digestion Equipment | 23-20 50 31 14: Products for Prevention of Chemical Damage
[5 empty] | 21-81 51 54 71: Digester Mixing Equipment | 23-20 50 31 14 11: Tiles and Slabs for Prevention of Chemical Damage
[5 empty] | 21-81 61: Measurement and Control Equipment | 23-20 50 31 14 14: Sheets for Prevention of Chemical Damage
[5 empty] | 21-81 61 61: Structural Measurement and Control Equipment | 23-20 50 31 14 17: Coatings for Prevention of Chemical Damage
[5 empty] | 21-81 61 61 11: Movement Measurement and Control Equipment | 23-20 50 31 17: Products for Prevention of Abrasive Wear
[5 empty] | 21-81 61 61 21: Seismic Measurement and Control Equipment | 23-20 90: Maintenance Products and Chemicals for Construction
[5 empty] | 21-81 61 62: Facility Services Measurement and Control Equipment | 23-20 90 11: Cleaning and Maintenance Products
[5 empty] | 21-81 61 62 11: Water and Drainage Measurement and Control Equipment | 23-20 90 11 11: Cleaning Products
[5 empty] | 21-81 61 62 21: HVAC Measurement and Control Equipment | 23-20 90 11 14: Maintenance Products
[5 empty] | 21-81 61 62 31: Electrical Measurement and Control Equipment | 23-20 90 11 17: Combined Cleaning and Protection Products
[5 empty] | 21-81 61 62 41: Lighting Measurement and Control Equipment | 23-20 90 14: Repair Products
[5 empty] | 21-81 61 62 51: Communications Measurement and Control Equipment | 23-20 90 14 11: Concrete Restoration and Cleaning Products
[5 empty] | 21-81 61 63: Transportation Measurement and Control Equipment | 23-20 90 14 11 11: Concrete Cleaning Products
[5 empty] | 21-81 61 63 11: Conveying Monitoring and Control Equipment | 23-20 90 14 11 14: Concrete Resurfacing Products
[5 empty] | 21-81 61 63 31: Railway Monitoring and Control Equipment | 23-20 90 14 11 17: Concrete Rehabilitation Products
[5 empty] | 21-81 61 63 31: Aircraft Monitoring and Control Equipment | 23-20 90 14 14: Masonry Restoration and Cleaning Products
[5 empty] | 21-81 61 63 41: Spacecraft Monitoring and Control Equipment | 23-20 90 14 14 11: Unit Masonry Restoration Products
[5 empty] | 21-81 61 63 51: Satellite Monitoring and Control Equipment | 23-20 90 14 14 14: Stone Restoration products
[5 empty] | 21-81 61 64: Infrastructure Measurement and Control Equipment | 23-20 90 14 14 17: Unit Masonry Cleaning Products
[5 empty] | 21-81 61 64 11: Utilities Monitoring and Control Equipment | 23-20 90 14 14 21: Stone Cleaning products
[5 empty] | 21-81 61 64 41: Traffic Monitoring and Control Equipment | 23-20 90 14 17: Metal Restoration and Cleaning Products
[5 empty] | 21-81 61 64 31: Marine Monitoring and Control Equipment | 23-20 90 14 21: Wood and Plastic Restoration and Cleaning Products
[5 empty] | 21-81 61 65: Process Measurement and Control Equipment | 23-20 90 14 21 11: Wood Restoration and Cleaning Products
[5 empty] | 21-81 61 65 11: Chemical Process Monitoring and Control Equipment | 23-20 90 14 21 14: Plastic Restoration and Cleaning Products
[5 empty] | 21-81 61 65 16: Biological Process Monitoring and Control Equipment | 23-20 90 17: Chemicals for Construction
[5 empty] | 21-81 61 65 21: Metallurgical Process Monitoring and Control Equipment | 23-20 90 17 11: Solvents
[5 empty] | 21-81 61 65 26: Thermal and Combustion Processes Monitoring and Control Equipment | 23-20 90 17 14: Acids
[5 empty] | 21-81 61 65 31: Power and Motive Processes Monitoring and Control Equipment | 23-20 90 17 17: Alkalis
[5 empty] | 21-81 61 65 36: Gas Processing and Treatment Monitoring and Control Equipment | 23-20 90 17 21: Salts
[5 empty] | 21-81 61 65 41: Fume Processing and Treatment Monitoring and Control Equipment | 23-20 90 17 99: Other Construction Chemicals
[5 empty] | 21-81 61 65 46: Particulate Processing and Treatment Monitoring and Control Equipment | 23-25: Structural and Space Division Products
[5 empty] | 21-81 61 65 51: Physical Processes Monitoring and Control Equipment | 23-25 05: Foundations
[5 empty] | 21-81 61 65 56: Web Processes Monitoring and Control Equipment | 23-25 05 11: Foundation Piles
[5 empty] | 21-81 61 65 61: Manufacturing and Assembly Monitoring and Control Equipment | 23-25 05 11 11: Foundation Pile Components
[5 empty] | 21-81 61 65 66: Material Inspection Monitoring and Control Equipment | 23-25 05 11 11 11: Pile Casings (Linings)
[5 empty] | 21-81 61 65 71: Material Handling Monitoring and Control Equipment | 23-25 05 11 11 14: Cores and Mandrels
[5 empty] | 21-81 61 65 76: Material Storage Monitoring and Control Equipment | 23-25 05 11 11 17: Pile Extension Pieces
[5 empty] | 21-81 61 65 81: Fluid Treatment Monitoring and Control Equipment | 23-25 05 11 11 21: Pile Shoes
[5 empty] | 21-81 61 66: Integrated Measurement and Control Equipment | 23-25 05 11 11 24: Pile Splices
[5 empty] | 21-81 61 66 11: Measurement and Control Instruments | 23-25 05 11 11 27: Pile Caps
[5 empty] | 21-81 61 66 21: Recording Instruments | 23-25 05 11 14: Driven Piles
[5 empty] | 21-81 61 66 31: Facility Monitoring and Control Equipment | 23-25 05 11 14 11: Composite Driven Piles
[5 empty] | 21-81 61 66 41: Infrastructure Monitoring and Control Equipment | 23-25 05 11 14 14: Concrete-Filled Steel Driven Piles
[5 empty] | 21-81 71: Manufacturing and Assembly Equipment | 23-25 05 11 14 17: Precast Concrete Driven Piles
[5 empty] | 21-81 71 71: Machining Equipment | 23-25 05 11 14 21: Rolled Steel Section Driven Piles
[5 empty] | 21-81 71 71 11: Lathe Equipment | 23-25 05 11 14 24: Unfilled Tubular Steel Driven Piles
[5 empty] | 21-81 71 71 21: Planing or Shaving Equipment | 23-25 05 11 14 27: Wood Driven Piles
[5 empty] | 21-81 71 71 31: Drilling Equipment | 23-25 05 11 14 31: Sheet Driven Piles
[5 empty] | 21-81 71 71 41: Sawing or Cutting Equipment | 23-25 05 11 17: Screw Piles
[5 empty] | 21-81 71 71 51: Grinding Equipment | 23-25 05 14: Caissons: Foundation Casings
[5 empty] | 21-81 71 71 61: Milling Equipment | 23-25 05 14 11: Well Foundation Casings
[5 empty] | 21-81 71 71 71: Machining Center Equipment | 23-25 05 14 14: Caissons
[5 empty] | 21-81 71 72: Forming Equipment | 23-25 05 17: Shallow Foundations
[5 empty] | 21-81 71 72 11: Pressing Equipment | 23-25 05 17 11: Column Bases
[5 empty] | 21-81 71 72 21: Molding Equipment | 23-25 05 17 14: Grade Beams
[5 empty] | 21-81 71 72 31: Injection Equipment | 23-25 05 17 17: Strip Foundation Blocks
[5 empty] | 21-81 71 72 41: Crystallizing Equipment | 23-25 05 21: Special Foundations
[5 empty] | 21-81 71 72 99: Other Forming Equipment | 23-25 05 21 11: Controlled Modulus Columns
[5 empty] | 21-81 71 73: Fabrication Equipment | 23-25 05 21 14: Other Special Foundations
[5 empty] | 21-81 71 73 11: Welding Equipment | 23-25 10: Structural Concrete Products
[5 empty] | 21-81 71 73 16: Joining Equipment | 23-25 10 11: Structural Concrete
[5 empty] | 21-81 71 73 21: Fusing Equipment | 23-25 10 14: Ready Mixed Concrete
[5 empty] | 21-81 71 73 26: Adhering Equipment | 23-25 10 17: Permanent Formwork
[5 empty] | 21-81 71 73 31: Stitching Equipment | 23-25 10 17 11: Structural Permanent Formwork
[5 empty] | 21-81 71 73 36: Composite Fabrication Equipment | 23-25 10 17 11 11: Permanent Steel Forms
[5 empty] | 21-81 71 73 41: Laminating Equipment | 23-25 10 17 11 14: Prefabricated Stair Forms
[5 empty] | 21-81 71 73 46: Etching Equipment | 23-25 10 21: Non-Structural Permanent Formwork
[5 empty] | 21-81 71 73 51: Photo-Fabricating Equipment | 23-25 10 24: Concrete Forms
[5 empty] | 21-81 71 74: Assembly Equipment | 23-25 10 27: Reinforcement and Prestressing Components
[5 empty] | 21-81 71 74 11: Manual Assembly Equipment | 23-25 10 27 11: Reinforcement Components
[5 empty] | 21-81 71 74 21: Automated Assembly Equipment | 23-25 10 27 11 11: Reinforcing Steel
[5 empty] | 21-81 71 75: Treatment Equipment | 23-25 10 27 11 14: Reinforcement Steel Mesh
[5 empty] | 21-81 71 75 11: Cleaning Equipment | 23-25 10 27 11 14 11: Welded Wire Fabric
[5 empty] | 21-81 71 75 56: Heat Treating Equipment | 23-25 10 27 11 17: Fibrous Reinforcing
[5 empty] | 21-81 71 75 21: Sanitizing/Sterilizing Equipment | 23-25 10 27 11 17 11: Steel Fibrous Reinforcing
[5 empty] | 21-81 71 75 26: Neutralizing Equipment | 23-25 10 27 11 17 14: Synthetic Fibrous Reinforcing
[5 empty] | 21-81 71 75 31: Electrostatic Equipment | 23-25 10 27 11 21: Reinforcement Couplers
[5 empty] | 21-81 71 75 36: Texturing Equipment | 23-25 10 27 11 24: Reinforcement Spacers
[5 empty] | 21-81 71 75 41: Vulcanizing Equipment | 23-25 10 27 11 27: Reinforcement Accessories
[5 empty] | 21-81 71 75 46: Passivating Equipment | 23-25 10 27 14: Prestressing Components
[5 empty] | 21-81 71 75 51: Annealing Equipment | 23-25 10 27 14 11: Stressing Tendons
[5 empty] | 21-81 71 75 56: Pickling Equipment | 23-25 10 27 14 11 11: Steel Stressing Tendons
[5 empty] | 21-81 71 76: Coating and Plating Equipment | 23-25 10 27 14 11 11 11: Steel Strand Stressing Tendons
[5 empty] | 21-81 71 76 11: Galvanizing Equipment | 23-25 10 27 14 11 11 14: Steel Wire Stressing Tendons
[5 empty] | 21-81 71 76 21: Copper Plating Equipment | 23-25 10 27 14 11 11 17: Steel Bar Stressing Tendons
[5 empty] | 21-81 71 76 31: Chrome Plating Equipment | 23-25 10 27 14 11 14: Glass Fiber
[5 empty] | 21-81 71 76 41: Terne Coating Equipment | 23-25 10 27 14 14: Steel Bars
[5 empty] | 21-81 71 77: Packaging Equipment | 23-25 10 27 14 17: Glass Fiber Tendons
[5 empty] | 21-81 71 77 11: Capping Equipment | 23-25 10 27 14 21: Prestressing Couplers
[5 empty] | 21-81 71 77 16: Box Making Equipment | 23-25 10 27 14 24: Tendon Sheathing
[5 empty] | 21-81 71 77 21: Folding/Pressing/Creasing Equipment | 23-25 10 27 14 24 11: Tendon Sheathing Ducts
[5 empty] | 21-81 71 77 26: Package Filling Equipment | 23-25 10 27 14 27: Prestressing Anchorages
[5 empty] | 21-81 71 77 31: Laminating Equipment | 23-25 10 27 17: Post-Tensioning Products
[5 empty] | 21-81 71 77 36: Sealing Equipment | 23-25 10 27 21: Complete Reinforcement Cages
[5 empty] | 21-81 71 77 41: Sewing Equipment | 23-25 10 27 24: Cast-In Jointing
[5 empty] | 21-81 71 77 46: Wrapping Equipment | 23-25 10 27 24 11: Expansion and Contraction Joints
[5 empty] | 21-81 71 77 51: Bundling Equipment | 23-25 10 27 24 14: Waterstops
[5 empty] | 21-81 71 77 56: Labeling Equipment | 23-25 20: Envelope Enclosure Products
[5 empty] | 21-81 71 77 61: Printing/Stamping Equipment | 23-25 20 11: Infill Façades
[5 empty] | 21-81 81: Material Inspection: Handling and Storage Equipment | 23-25 20 11 11: Exterior Wall Assemblies
[5 empty] | 21-81 81 81: Storage Equipment | 23-25 20 14: Glazed Façade and Roof Structures
[5 empty] | 21-81 81 81 11: Storage Bin | 23-25 20 14 11: Curtain Walls
[5 empty] | 21-81 81 81 21: Storage Silo | 23-25 20 14 11 11: Curtain Wall Components
[5 empty] | 21-81 81 81 31: Storage Hopper | 23-25 20 14 11 11 11: Curtain Wall Frames
[5 empty] | 21-81 81 81 41: Storage Tank | 23-25 20 14 11 11 14: Curtain Wall Sections
[5 empty] | 21-81 81 81 51: Storage Stack | 23-25 20 14 11 11 17: Infill Panels
[5 empty] | 21-81 81 81 61: Storage Palette | 23-25 20 14 11 14: Metal-Framed Curtain Wall
[5 empty] | 21-81 81 81 71: Storage Rack | 23-25 20 14 11 17: Translucent Wall Assemblies
[5 empty] | 21-81 81 82: Measuring Equipment | 23-25 20 14 14: Structural Glazing
[5 empty] | 21-81 81 82 11: Metering Equipment | 23-25 20 14 14 11: Structural Glass Curtain Walls
[5 empty] | 21-81 81 82 21: Weighing Equipment | 23-25 20 14 17: Suspended Glazing
[5 empty] | 21-81 81 83: Handling Equipment | 23-25 20 14 21: Patent Glazing
[5 empty] | 21-81 81 83 11: Up-Ending Equipment | 23-25 20 14 24: Screen and Storm Doors
[5 empty] | 21-81 81 83 21: Load / Unload Equipment | 23-25 20 14 24 11: Metal Screen and Storm Doors
[5 empty] | 21-81 81 83 31: Lifting Equipment | 23-25 20 14 24 14: Wood and Plastic Screen and Storm Doors
[5 empty] | 21-81 81 83 41: Shelving Equipment | 23-25 20 14 27: Glazed Roof Structures
[5 empty] | 21-81 81 83 51: Retrieving Equipment | 23-25 20 14 27 11: Sections for Glazed Roofs
[5 empty] | 21-81 81 83 61: Dispensing Equipment | 23-25 20 14 27 14: Sloped Glazing Assemblies
[5 empty] | 21-81 81 83 71: Transferring or Conveying Equipment | 23-25 20 14 27 17: Translucent Roof Assemblies
23-25 30: Structural Framing Products
23-25 30 11: Structural Frames
23-25 30 11 11: Beam-Column Frames
23-25 30 11 14: Column-Slab Frames
23-25 30 11 14 11: Columns
23-25 30 11 14 14: Beams
23-25 30 11 17: Portal Frames
23-25 30 11 21: Structural Racking
23-25 30 11 24: Structural Bearings
23-25 30 11 24 11: Roller Bearings
23-25 30 11 24 14: Slide Bearings
23-25 30 11 24 17: Rocker Bearings
23-25 30 11 24 21: Fixed Bearings
23-25 30 11 27: Vibration and Earthquake Controls
23-25 30 14: Space Frames
23-25 30 14 11: Booms: Braces
23-25 30 14 14: Couplers
23-25 30 14 17: Complete Space Frames
23-25 30 17: Geodesic Structures
23-25 30 21: Rafters: Beams: and Joists
23-25 30 21 11: Rafters: Trussed
23-25 30 21 14: Trussed Beams and Joists
23-25 30 21 14 11: Metal Joists
23-25 30 21 14 14: Composite Joist Assemblies
23-25 30 21 14 17: Metal-Web Wood Joists
23-25 30 21 14 21: Wood Trusses
23-25 30 21 14 21: Metal Trusses
23-25 30 21 17: Web Beams and Joists
23-25 30 21 17 11: Wood I Joists
23-25 30 24: Structural Walls
23-25 30 24 11: Concrete Structural Walls
23-25 30 24 14: Masonry Structural Walls
23-25 30 24 17: Wood Framed Structural Walls
23-25 30 24 21: Metal Framed Structural Walls
23-25 30 24 24: Structural Panels
23-25 30 24 24 11: Cementitious Reinforced Structural Panels
23-25 30 24 24 14: Stressed Skin Structural Panels
23-25 30 24 24 17: Structural Insulated Panels
23-25 30 24 99: Other Structural Walls
23-25 30 27: Structural Floors and Flat Roofs
23-25 30 27 11: Structural Floor Decks
23-25 30 27 11 11: Concrete Structural Floor Decks
23-25 30 27 11 14: Metal Structural Floor Decks
23-25 30 27 11 14 11: Raceway Deck Systems
23-25 30 27 11 14 14: Acoustical Metal Floor Deck
23-25 30 27 11 17: Wood Floor Decking
23-25 30 27 14: Structural Roof Decks
23-25 30 27 14 11: Concrete Structural Roof Decks
23-25 30 27 14 14: Metal Structural Roof Decks
23-25 30 27 14 14 11: Acoustical Metal Roof Deck
23-25 30 27 14 17: Wood Roof Decking
23-25 30 27 17: Structural Grating Floors
23-25 30 27 21: Balconies and Overhang Units
23-25 30 27 21 11: Balcony Components
23-25 30 27 21 11 11: Balcony Holders and Mechanical Fasteners
23-25 30 27 21 14: Concrete Balconies and Overhang Units
23-25 30 27 21 17: Metal Balconies and Overhang Units
23-25 30 27 21 21: Wood Balconies and Overhang Units
23-25 30 31: Structural Profiled Roofs
23-25 30 31 11: Prefabricated Shell Roofs
23-25 40: Space Division Products
23-25 40 11: Fixed Partitions
23-25 40 11 11: Gypsum Board Fixed Partitions
23-25 40 11 11 11: Metal-Framed Gypsum Board Fixed Partitions
23-25 40 11 11 14: Wood-Framed Gypsum Board Fixed Partitions
23-25 40 11 14: Plaster Fixed Partitions
23-25 40 11 14 11: Gypsum Plaster Fixed Partitions
23-25 40 11 14 14: Portland Cement Plaster Fixed Partitions
23-25 40 11 14 17: Metal-Framed Plaster Fixed Partitions
23-25 40 11 14 21: Wood-Framed Plaster Fixed Partitions
23-25 40 11 17: Masonry Fixed Partitions
23-25 40 14: Demountable Partitions
23-25 40 14 11: General Demountable Partitions
23-25 40 14 11 11: Demountable Partitions Component
23-25 40 14 11 11 11: Partition Frames
23-25 40 14 11 11 14: Partition Infill Panels
23-25 40 14 11 11 17: Mechanical Fasteners for Partitions
23-25 40 14 11 11 21: Joint Fillers and Tapes
23-25 40 14 11 14: Gypsum Board Demountable Partitions
23-25 40 14 11 17: Metal Demountable Partitions
23-25 40 14 11 21: Wood Demountable Partitions
23-25 40 14 14: Sanitary Partitions and Cubicles
23-25 40 14 14 11: Toilet Compartments and Urinal Screens
23-25 40 14 14 11 11: Metal Toilet Compartments and Urinal Screens
23-25 40 14 14 11 14: Plastic Laminate Toilet Compartments and Urinal Screens
23-25 40 14 14 11 17: Plastic Toilet Compartments and Urinal Screens
23-25 40 14 14 11 21: Particleboard Toilet Compartments and Urinal Screens
23-25 40 14 14 11 24: Stone Toilet Compartments and Urinal Screens
23-25 40 14 14 14: Shower and Dressing Compartments
23-25 40 14 14 14 11: Metal Shower and Dressing Compartments
23-25 40 14 14 14 14: Plastic Laminate Shower and Dressing Compartments
23-25 40 14 14 14 17: Plastic Shower and Dressing Compartments
23-25 40 14 14 14 21: Particleboard Shower and Dressing Compartments
23-25 40 14 14 14 24: Stone Shower and Dressing Compartments
23-25 40 14 14 17: Cubicles
23-25 40 14 14 17 11: Cubicle Curtains
23-25 40 14 14 17 14: Cubicle Track and Hardware
23-25 40 14 17: Storage Wall Partitions and Compartments
23-25 40 14 17 11: Wire Mesh Partitions
23-25 40 14 21: Modular Corridor Linings
23-25 40 14 24: Combined Partitions and Ceilings
23-25 40 17: Operable Partitions
23-25 40 17 11: Horizontally Sliding Partitions
23-25 40 17 14: Folding Panel Partitions
23-25 40 17 17: Accordion Folding Partitions
23-25 40 17 21: Coiling Partitions
23-25 40 17 24: Vertically Sliding Room Dividers
23-25 40 21: Fences
23-25 40 21 11: Fence Components
23-25 40 21 11 11: Fence Posts
23-25 40 21 11 14: Fencing Fabric
23-25 40 21 11 17: Fence Accessories
23-25 40 21 14: Fences by Material
23-25 40 21 14 11: Wood Fences
23-25 40 21 14 14: Metal Fences
23-25 40 21 14 17: Plastic Fences
23-25 40 21 14 21: Composite Fences
23-25 40 21 17: Fences by Type
23-25 40 21 17 11: Chain Link Fences
23-25 40 21 17 14: Wire Fences
23-25 40 21 17 17: Ornamental Fences
23-25 40 21 17 21: Post and Rail Fences
23-25 40 21 17 24: Panel Fences
23-25 40 21 21: Gates
23-25 40 21 21 11: Swinging Gates
23-25 40 21 21 14: Sliding Gates
23-25 40 21 24: Turnstiles
23-25 40 21 27: Portable Post and Railing Barriers
23-30: Openings: Passages: Protection
23-30 10: Doors
23-30 10 11: Door Components
23-30 10 11 11: Door Frames
23-30 10 11 14: Door
23-30 10 11 17: Preassembled Door and Frame Units
23-30 10 11 21: Fanlights
23-30 10 11 24: Door Sections
23-30 10 11 24 11: Structural Door Sections
23-30 10 11 24 14: Door Cladding Sections
23-30 10 11 27: Door Linings and Boards
23-30 10 11 31: Door Renovation Sets
23-30 10 11 34: Door Accessories
23-30 10 11 34 11: Peep Holes
23-30 10 11 34 14: Buffers and Stops
23-30 10 11 34 17: Mail Openings and Slots
23-30 10 11 34 21: Door Louvers and Lights
23-30 10 14: Passage Doors by Material
23-30 10 14 11: Metal Passage Doors
23-30 10 14 14: Wood Passage Doors
23-30 10 14 17: Plastic Passage Doors
23-30 10 14 21: Composite Passage Doors
23-30 10 14 24: Glazed Passage Doors
23-30 10 14 27: All-Glass Passage Doors
23-30 10 17: Doors and Grills by Method of Operation
23-30 10 17 11: Sliding Doors
23-30 10 17 14: Sliding Grills
23-30 10 17 17: Folding Doors and Grilles
23-30 10 17 17 11: Accordion Folding Doors
23-30 10 17 17 14: Accordion Folding Grilles
23-30 10 17 17 17: Folding Fire Doors
23-30 10 17 17 21: Panel Folding Doors
23-30 10 17 17 24: Bifold Doors
23-30 10 17 21: Revolving Doors
23-30 10 17 24: Balanced Doors
23-30 10 17 27: Coiling Doors
23-30 10 17 27 11: Overhead Coiling
23-30 10 17 27 14: Side Coiling
23-30 10 17 31: Vertical Lift Doors
23-30 10 17 31 11: Multi-Leaf Vertical Lift Doors
23-30 10 17 31 14: Telescoping Vertical Lift Doors
23-30 10 17 34: Telescopic Stacking Doors
23-30 10 17 37: Overhead Doors
23-30 10 17 37 11: Single-Panel Overhead Doors
23-30 10 17 37 14: Sectional Overhead Doors
23-30 10 21: Special Function Doors
23-30 10 21 11: Fire Doors
23-30 10 21 11 11: Rolling Fire Doors
23-30 10 21 11 14: Fire Shutters
23-30 10 21 11 17: Swinging Fire Doors
23-30 10 21 11 21: Temperature Rate of Rise Fire Doors
23-30 10 21 14: Security Doors
23-30 10 21 17: Controlled Environment Doors
23-30 10 21 17 11: Cold Storage Doors
23-30 10 21 17 14: Sound Control Doors
23-30 10 21 17 17: Radiation Protection Doors
23-30 10 21 17 17 11: Electromagnetic Shielding Doors
23-30 10 21 17 17 14: RF Shielding Doors
23-30 10 21 17 17 17: BO Shielding Doors
23-30 10 21 17 17 21: Radio Frequency Protection Doors
23-30 10 21 17 17 24: X-Ray Protection Doors
23-30 10 21 17 17 27: Nuclear Radiation Protection Doors
23-30 10 21 17 17 31: High Energy Magnetic Pulse Protection Doors
23-30 10 21 21: Detention Doors
23-30 10 21 24: Hanger Doors
23-30 10 21 27: Lightproof Doors
23-30 10 21 27 11: Revolving Darkroom Door
23-30 10 21 31: Traffic Doors
23-30 10 21 31 11: Flexible Traffic Doors
23-30 10 21 31 14: Flexible Strip Doors
23-30 10 21 31 17: Rigid Panel Traffic Doors
23-30 10 21 31 21: Rapid Opening Doors
23-30 10 21 34: Industrial Doors
23-30 10 21 37: Pressure-Resistant Doors
23-30 10 21 37 11: Airtight Doors
23-30 10 21 37 14: Blast-Resistant Doors
23-30 10 21 37 17: Watertight Doors
23-30 10 24: Other Doors
23-30 10 24 11: Storm Doors
23-30 10 24 14: Screen Doors
23-30 10 24 17: Other Special Purpose Doors
23-30 10 27: Access Doors and Panels
23-30 10 27 11: Trap Doors
23-30 10 27 14: Access Panels
23-30 10 27 17: Access Doors
23-30 10 27 21: Floor Hatches
23-30 10 27 24: Roof Hatches
23-30 10 27 27: Security Hatches
23-30 20: Windows
23-30 20 11: Window Components
23-30 20 11 11: Window Sections
23-30 20 11 14: Window Linings and Boards
23-30 20 11 17: Window Vents
23-30 20 14: Windows by Material
23-30 20 14 11: Metal Windows
23-30 20 14 14: Wood Windows
23-30 20 14 17: Plastic Windows
23-30 20 14 21: Composite Windows
23-30 20 17: Windows by Method of Opening
23-30 20 17 11: Fixed Windows
23-30 20 17 14: Sliding Windows
23-30 20 17 14 11: Vertical Sliding Windows
23-30 20 17 14 14: Horizontal Sliding Windows
23-30 20 17 17: Hung Windows
23-30 20 17 17 11: Single-Hung Windows
23-30 20 17 17 14: Double-Hung Windows
23-30 20 17 17 17: Triple-Hung Windows
23-30 20 17 21: Swinging Windows
23-30 20 17 21 11: Awning Windows
23-30 20 17 21 14: Casement Windows
23-30 20 17 21 17: Projected Windows
23-30 20 17 21 21: Vertical Pivoted Windows
23-30 20 17 21 24: Jalousie Windows
23-30 20 17 21 27: Jal-Awning Windows
23-30 20 21: Other Windows
23-30 20 21 11: Projecting Windows
23-30 20 21 11 11: Bay Windows
23-30 20 21 11 11 11: Angled Bay Windows
23-30 20 21 11 11 14: Box Bay Windows
23-30 20 21 11 14: Bow Windows
23-30 20 21 11 17: Garden Windows
23-30 20 21 14: Roof Windows
23-30 20 21 17: Pavement Lights
23-30 20 21 17 11: Glass Masonry Units
23-30 20 24: Special Purpose Windows
23-30 20 24 11: Detention Windows
23-30 20 24 14: Pass Windows
23-30 20 24 17: Controlled Environment Windows
23-30 20 24 17 11: Sound Control Windows
23-30 20 24 17 14: Radiation Protection Windows
23-30 20 24 17 14 11: Electromagnetic Shielding Windows
23-30 20 24 17 14 14: RF Shielding Windows
23-30 20 24 17 14 17: BO Shielding Windows
23-30 20 24 17 14 21: Radio Frequency Protection Windows
23-30 20 24 17 14 24: X-Ray Protection Windows
23-30 20 24 17 14 27: Nuclear Radiation Protection Windows
23-30 20 24 17 14 31: High Energy Magnetic Pulse Protection Windows
23-30 20 24 21: Security Windows
23-30 30: Skylights
23-30 30 11: Skylight Components
23-30 30 11 11: Skylight Hardware
23-30 30 14: Unit Skylights
23-30 30 14 11: Domed Unit Skylights
23-30 30 14 14: Pyramidal Unit Skylights
23-30 30 14 17: Vaulted Unit Skylights
23-30 30 17: Metal-Framed Skylights
23-30 30 17 11: Domed Metal-Framed Skylights
23-30 30 17 14: Motorized Metal-Framed Skylights
23-30 30 17 17: Pyramidal Metal-Framed Skylights
23-30 30 17 21: Ridge Metal-Framed Skylights
23-30 30 17 24: Vaulted Metal-Framed Skylights
23-30 30 21: Lantern Lights
23-30 30 24: Tubular Skylights
23-30 40: Hardware for Openings
23-30 40 11: Hardware for Doors
23-30 40 11 11: Rotation: Pivoting Door Gear
23-30 40 11 14: Sliding Door Gear
23-30 40 11 17: Combined Movement Door Gear
23-30 40 11 21: Door Guiding Hardware
23-30 40 11 24: Door Holding Hardware
23-30 40 11 24 11: Door Hold Open Hardware
23-30 40 11 27: Door Closing Hardware
23-30 40 11 27 11: Door Closers
23-30 40 11 27 11 11: Floor Door Closers
23-30 40 11 27 11 14: Surface Door Closers
23-30 40 11 27 11 17: Concealed Overhead Door Closers
23-30 40 11 31: Door Locking Hardware
23-30 40 11 34: Automatic Door Controls and Operators
23-30 40 11 34 11: Card Key Door Locking Hardware
23-30 40 11 34 14: Electrical Door Locking Control
23-30 40 11 34 17: Electromagnetic Door Holders
23-30 40 14: Hardware for Windows
23-30 40 14 11: Sliding Window Gear
23-30 40 14 11 11: Horizontal Sliding Window Gear
23-30 40 14 11 14: Vertical Sliding Window Gear
23-30 40 14 11 17: Sliding Projecting Window Gear
23-30 40 14 14: Horizontal Pivoting Window Gear
23-30 40 14 17: Window Tilt and Turn Gear
23-30 40 14 21: Louver Gear
23-30 40 14 24: Automatic Window Equipment
23-30 40 14 27: Window Locks
23-30 40 14 31: Window Lifts
23-30 40 14 34: Window Operators
23-30 40 17: Specialties for Openings
23-30 40 17 11: Door Specialties
23-30 40 17 14: Window Specialties
23-30 40 21: Mechanical Fasteners for Openings
23-30 40 24: Hinges and Pivots
23-30 40 24 11: Hinges
23-30 40 24 14: Pivots
23-30 40 27: Locks and Latches
23-30 40 27 11: Mortise
23-30 40 27 14: Cylindrical Latch
23-30 40 27 17: Lock Cylinders
23-30 40 27 21: Deadbolts
23-30 40 31: Handles: Knobs: Levers: and Security Bars
23-30 40 31 11: Security Devices
23-30 40 34: Weatherstripping and Seals
23-30 40 34 11: Door Weatherstripping and Seals
23-30 40 34 14: Thresholds
23-30 40 34 17: Window Weatherstripping and Seals
23-30 40 99: Other Openings Hardware
23-30 40 99 11: Door Stops
23-30 50: Glazing
23-30 50 11: Glass Glazing
23-30 50 11 11: Bent Glass
23-30 50 11 14: Chemically-Strengthened Glass
23-30 50 11 17: Coated Glass
23-30 50 11 21: Composite Glass
23-30 50 11 24: Decorative Glass
23-30 50 11 27: Fire-Rated Glass
23-30 50 11 31: Float Glass
23-30 50 11 34: Heat-Strengthened Glass
23-30 50 11 37: Impact Resistant Glass
23-30 50 11 41: Insulating Glass
23-30 50 11 44: Laminated Glass
23-30 50 11 47: Low-Emissivity Glass
23-30 50 11 51: Mirrored Glass
23-30 50 11 54: Rolled Glass
23-30 50 11 57: Spandrel Glass
23-30 50 11 61: Tempered Glass
23-30 50 11 64: Wired Glass
23-30 50 14: Plastic Glazing
23-30 50 14 11: Ballistics-Resistant Plastic Glazing
23-30 50 14 14: Decorative Plastic Glazing
23-30 50 14 17: Insulating Plastic Glazing
23-30 50 14 21: Translucent Plastic Glazing
23-30 50 14 24: Transparent Plastic Glazing
23-30 50 14 27: Mirrored Plastic Glazing
23-30 50 17: Glazing by Special Function
23-30 50 17 11: Security Glazing
23-30 50 17 14: Ballistics-Resistant Glass Glazing
23-30 50 17 17: Pressure-Resistant Glazing
23-30 50 17 21: Hurricane-Resistant Glazing
23-30 50 17 24: Radiation-Resistant Glazing
23-30 50 17 27: Transparent Mirrored Glazing
23-30 50 17 31: Cable Suspended Glazing
23-30 50 21: Glazing Components
23-30 50 21 11: Glazing Frames
23-30 50 21 14: Glazing Sections
23-30 50 21 17: Mechanical Glazing Fasteners
23-30 50 24: Glazing Accessories
23-30 50 24 11: Glazing Beads
23-30 50 24 14: Condensation Channels
23-30 50 24 17: Glazing Sealants and Tapes
23-30 50 24 21: Glazing Gaskets
23-30 50 24 24: Glazing Leading Material
23-30 50 27: Protective Films by Performance
23-30 50 27 11: Solar Control Films
23-30 50 27 14: Safety Films
23-30 50 27 17: Security Films
23-30 50 31: Glazing Sections: Blocks
23-30 50 31 11: U Sections
23-30 50 31 14: Glass Masonry Units
23-30 60: Protection of Openings
23-30 60 11: Exterior Protection of Openings
23-30 60 11 11: Projecting Screens
23-30 60 11 11 11: Canopies
23-30 60 11 11 11 11: Solid Canopies
23-30 60 11 11 11 14: Louvered Canopies
23-30 60 11 11 14: Vertical Fins
23-30 60 11 11 14 11: Solid Vertical Fins
23-30 60 11 11 14 14: Louvered Vertical Fins
23-30 60 11 11 17: Awnings
23-30 60 11 11 17 11: Manual Awnings
23-30 60 11 11 17 14: Powered Awnings
23-30 60 11 14: Exterior Shutters
23-30 60 11 14 11: Shutter Components
23-30 60 11 14 11 11: Roller Shutter Gear
23-30 60 11 14 11 14: Roller Shutter Sections
23-30 60 11 14 11 17: Roller Shutter Casings
23-30 60 11 14 14: Sliding Exterior Shutters
23-30 60 11 14 17: Swinging Exterior Shutters
23-30 60 11 14 21: Coiling Exterior Shutters
23-30 60 11 17: Exterior Louvers and Grilles
23-30 60 11 17 11: Fixed Exterior Louvers and Grilles
23-30 60 11 17 14: Roller Exterior Louvers and Grilles
23-30 60 11 17 17: Sliding Exterior Louvers and Grilles
23-30 60 11 21: Storm Panels
23-30 60 11 21 11: Demountable Storm Panels
23-30 60 11 21 14: Movable Storm Panels
23-30 60 14: Interior Window Treatment
23-30 60 14 11: Blinds
23-30 60 14 11 11: Horizontal Blinds
23-30 60 14 11 14: Vertical Blinds
23-30 60 14 11 17: Blinds Components
23-30 60 14 11 17 11: Slats
23-30 60 14 11 17 14: Vanes
23-30 60 14 11 17 17: Blinds Hardware
23-30 60 14 14: Curtains and Drapes
23-30 60 14 17: Interior Shutters
23-30 60 14 21: Shades
23-30 60 14 24: Solar-Control Films
23-30 60 17: Fire and Smoke Shutters and Curtains
23-30 60 17 11: Fire Shutters
23-30 60 17 11 11: Vertical Fire Shutters
23-30 60 17 11 14: Horizontal Fire Shutters
23-30 60 17 14: Smoke Curtains and Shutters
23-30 60 17 17: Water Spray Smoke Curtains
23-30 60 21: Insect Screens
23-30 60 21 11: Complete Insect Screens
23-30 60 21 14: Components
23-30 60 21 14 11: Frames for Insect Screens
23-30 60 21 14 14: Mesh for Insect Screens
23-30 70: Circulation and Escape
23-30 70 11: Ramps
23-30 70 14: Walkways
23-30 70 17: Ladders
23-30 70 17 11: Ladder Components
23-30 70 17 11 11: Ladder Hardware
23-30 70 17 11 14: Rungs
23-30 70 17 14: Vertical Ladders
23-30 70 17 17: Ships Ladders
23-30 70 21: Stairs
23-30 70 21 11: Stair Components
23-30 70 21 11 11: Stair Treads
23-30 70 21 11 11 11: Stair Nosings
23-30 70 21 11 11 14: Tread Coverings
23-30 70 21 11 14: Stair Railings
23-30 70 21 11 17: Stair Handrails
23-30 70 21 11 21: Stair Barrier Gates
23-30 70 21 14: Spiral Stairs
23-30 70 21 14 11: Metal Spiral Stairs
23-30 70 21 14 14: Wood Spiral Stairs
23-30 70 21 17: Retractable Stairs
23-30 70 24: Fire Escapes
23-30 70 24 11: Escape Ladders: Stairs
23-30 70 24 11 11: Fire Escapes
23-30 70 24 14: Escape Slides
23-30 70 24 17: Slings
23-30 80: Circulation Guiding and Protection
23-30 80 11: Guardrails
23-30 80 11 11: Guardrail Components
23-30 80 11 11 11: Infill Panels
23-30 80 11 11 14: Posts: Newel Posts: Pickets
23-30 80 11 11 17: Railing
23-30 80 14: Handrails
23-30 82 11: Rope Handrails
23-30 82 12: Cappings
23-30 82 13: Chain Handrails
23-30 80 17: Impact Protection
23-30 80 17 11: Impact Guard Rails
23-30 80 17 11 11: Bumper Guards
23-30 80 17 14: Corner Guards
23-30 80 17 17: Column Protectors
23-30 80 17 21: Door and Wall Protectors
23-30 80 17 21 11: Impact-Resistant Wall Protection
23-35: Covering: Cladding: and Finishes
23-35 05: Multi-Function Coverings: Claddings: Linings
23-35 05 11: Multi-Function Claddings
23-35 06 10: Roof and Wall Cladding
23-35 06 11: Siding
23-35 06 11 10: Metal Siding
23-35 06 11 20: Composition Siding
23-35 06 11 30: Mineral Fiber Cement Siding
23-35 06 11 40: Plastic Siding
23-35 06 11 50: Wood Siding
23-35 06 20: Multi-Function Linings
23-35 06 21: Roof and Wall Panels
23-35 06 21 10: Metal Roof and Wall Panels
23-35 06 21 20: Plastic Roof and Wall Panels
23-35 06 21 30: Wood Roof and Wall Panels
23-35 06 21 40: Composite Roof and Wall Panels
23-35 06 21 50: Faced Roof and Wall Panels
23-35 06 21 51: Aggregate Coated Panels
23-35 06 21 52: Porcelain Enameled Faced Panels
23-35 06 21 53: Tile Faced Panels
23-35 06 21 60: Fiber-Reinforced Cementitious Panels
23-35 06 21 61: Glass-Fiber-Reinforced Cementitious Panels
23-35 06 21 62: Miner-Fiber-Reinforced Cementitious Panels
23-35 06 22: Ceiling and Wall Panels
23-35 06 22 10: Flexible Wood Sheets
23-35 06 22 20: Acoustical Wall Treatment
23-35 06 23: Plasters
23-35 05 14: Preformed Casings
23-35 05 17: Ancillary Products for Coverings and Claddings
23-35 05 17 11: Supports for Coverings and Claddings
23-35 05 17 14: Mechanical Fasteners for Coverings and Claddings
23-35 05 17 17: Movement and Dividing Joints for Coverings and Claddings
23-35 05 17 21: Joint Coverings: Flashings: Tapes
23-35 05 17 24: Reinforcements for Coverings and Claddings
23-35 05 17 27: Trims: Edgings: Cappings
23-35 05 17 31: Spacers
23-35 05 17 34: Profile Fillers
23-35 05 17 37: Underlays: Linings: Separations
23-35 05 17 41: Beddings: Adhesives for Coverings and Claddings
23-35 05 17 44: Sealants for Coverings and Claddings
23-35 10: Wall Coverings: Claddings: Linings
23-35 10 11: Wall Cladding Sections
23-35 10 11 11: Metal Wall Cladding Sections
23-35 10 11 14: Wood Wall Cladding Sections
23-35 10 11 17: Plastics Wall Cladding Sections
23-35 10 11 99: Other Wall Cladding Sections
23-35 10 14: Wall Tiles
23-35 10 14 11: Stone: Natural and Reconstituted Wall Tiles
23-35 10 14 14: Cementitious Wall Tiles
23-35 10 14 17: Clay-Based Wall Tiles
23-35 10 14 21: Metal Wall Tiles
23-35 10 14 24: Vegetable-Based Wall Tiles
23-35 10 14 27: Plastics Wall Tiles
23-35 10 14 31: Other Wall Tiles
23-35 10 17: Wall Cladding Panels
23-35 10 17 11: Stone Facing
23-35 10 17 14: Cementitious Wall Cladding Panels
23-35 10 17 14 11: Precast Concrete Wall Cladding Panels
23-35 10 17 17: Metal Wall Cladding Panels
23-35 10 17 21: Wood-Based Wall Cladding Panels
23-35 10 17 24: Plastic Wall Cladding Panels
23-35 10 17 24 11: Plastic Blocks
23-35 10 17 99: Other Wall Cladding Panels
23-35 10 21: Wall Cladding Sheets
23-35 10 21 11: Fiber-Based Wall Cladding Sheets
23-35 10 21 14: Metal Wall Cladding Sheets
23-35 10 21 17: Plastic Wall Cladding Sheets
23-35 10 24: Wall Coverings
23-35 10 24 11: Wallpaper
23-35 10 24 14: Wall Fabrics
23-35 10 24 17: Plastic Wall Coverings
23-35 10 24 21: Cork Wall Covering
23-35 10 24 24: Vinyl-Coated Fabric Wall Covering
23-35 10 24 27: Vinyl Wall Covering
23-35 10 24 31: Wall Carpet
23-35 10 24 34: Wall Veneers
23-35 10 27: Wall Linings
23-35 10 31: Wall Finish Coatings
23-35 17 10: Renders
23-35 17 20: Acoustical Wall Finishes
23-35 10 34: Wall Specialties and Trim
23-35 10 34 11: Pilasters
23-35 10 34 14: Niches
23-35 10 34 17: Moldings
23-35 10 34 21: Renovating Wall Coverings: Claddings
23-35 10 37: Wall Finish Restoration Products
23-35 20: Roof Coverings: Claddings: Linings
23-35 20 11: Roof Shingles and Tiles
23-35 20 11 11: Roof Shingle and Tile Components
23-35 20 11 11 11: Shingles: Shakes
23-35 20 11 11 14: Slate: Tile Vents
23-35 20 11 11 17: Tile and Slate Mechanical Fasteners
23-35 20 11 11 21: Ridges: Rake Edges (Verges ): Edges
23-35 20 11 11 24: Underlayment
23-35 20 11 14: Roof Tiles
23-35 20 11 14 11: Clay
23-35 20 11 14 14: Concrete
23-35 20 11 14 17: Metal
23-35 20 11 14 21: Mineral Fiber Cement
23-35 20 11 14 24: Plastic
23-35 20 11 17: Slates
23-35 20 11 21: Natural Stone Roofing
23-35 20 11 24: Roof Shingles
23-35 20 11 24 11: Asphalt Roof Shingles
23-35 20 11 24 14: Fiberglass Reinforced Roof Shingles
23-35 20 11 24 17: Metal Roof Shingles
23-35 20 11 24 21: Mineral Fiber Cement Roof Shingles
23-35 20 11 24 24: Plastic Roof Shingles
23-35 20 11 24 27: Porcelain Enamel Roof Shingles
23-35 20 11 24 31: Wood Shingles
23-35 20 11 27: Shakes
23-35 20 11 27 11: Wood Shakes
23-35 20 14: Roof Cladding
23-35 20 14 11: Roof Cladding Sheets
23-35 20 14 11 11: Metal Roof Panels
23-35 20 14 11 11: Sheet Metal Roofing
23-35 20 14 14: Roof Battens
23-35 20 17: Roof Coverings
23-35 20 17 11: Thatched Roofing
23-35 20 17 14: Sod Roofing
23-35 20 17 17: Vegetated Covering
23-35 20 21: Roof Membranes
23-35 20 21 11: Single-Layer Roof Membranes
23-35 20 21 11 11: Elastomeric Single-Layer Roof Membranes
23-35 20 21 11 11 11: Chlorinated Polyethylene (CPE) Single-Layer Roof Membranes
23-35 20 21 11 11 14: Chlorosulfonated Polyethylene (CSPE) Single-Layer Roof Membranes
23-35 20 21 11 11 17: Copolymer Alloy (CPA) Single-Layer Roof Membranes
23-35 20 21 11 11 21: Ethylene Propylene Diene Monomer (EPDM) Single-Layer Roof Membranes
23-35 20 21 11 11 24: Nitrile Butadiene Polymer (NBP) Single-Layer Roof Membranes
23-35 20 21 11 11 27: Polyisobutylene (PIB) Single-Layer Roof Membranes
23-35 20 21 11 14: Thermoplastic Single-Layer Roof Membranes
23-35 20 21 11 14 11: Ethylene Interpolymer (EIP) Single-Layer Roof Membranes
23-35 20 21 11 14 14: Polyvinyl chloride (PVC) Single-Layer Roof Membranes
23-35 20 21 11 14 17: Thermoplastic Alloy (TPA) Single-Layer Roof Membranes
23-35 20 21 14: Multi-Layer Roof Membranes
23-35 20 21 14 11: Built-Up Bituminous Roofing
23-35 20 21 14 11 11: Asphalt Roofing
23-35 20 21 14 11 14: Coal-Tar Roofing
23-35 20 21 14 14: Cold-Applied Bituminous Roofing
23-35 20 21 14 14 11: Cold-Applied Mastic Roof Membrane
23-35 20 21 14 14 14: Glass-Fiber-Reinforced Asphalt Emulsion Roofing
23-35 20 21 14 17: Modified Bituminous Roof Membranes (APP: SBS: etc )
23-35 20 21 17: Fluid Applied Roofing
23-35 20 21 21: Coated Foam Roofing
23-35 20 21 24: Roll Roofing
23-35 20 24: Roof Decking
23-35 20 24 11: Cementitious Roof Deck
23-35 20 24 14: Lightweight Concrete Roof Insulation
23-35 20 24 14 11: Composite Concrete and Insulation Roof Deck
23-35 20 24 14 14: Lightweight Cellular Concrete Roof Deck
23-35 20 24 14 17: Lightweight Insulating Concrete Roof Deck
23-35 20 24 17: Concrete Roof Topping
23-35 20 27: Roof Finishing Coatings
23-35 20 31: Roof Specialties and Accessories
23-35 20 31 11: Roof Edgings and Trims
23-35 20 31 11 11: Copings
23-35 20 31 11 14: Counterflashing Systems
23-35 20 31 11 21: Gravel Stops and Facias
23-35 20 31 11 24: Roof Penetration Flashing
23-35 20 31 11 27: Reglets
23-35 20 31 11 31: Scuppers
23-35 20 31 14: Flexible Flashing
23-35 20 31 14 11: Laminated Sheet Flexible Flashing
23-35 20 31 14 14: Modified Bituminous Sheet Flexible Flashing
23-35 20 31 14 17: Plastic Sheet Flexible Flashing
23-35 20 31 14 21: Rubber Sheet Flexible Flashing
23-35 20 31 14 24: Self-Adhering Sheet Flexible Flashing
23-35 20 31 17: Roof Expansion Joints
23-35 20 31 21: Roof Vents
23-35 20 31 21 11: Relief Vents
23-35 20 31 21 14: Ridge Vents
23-35 20 31 21 17: Smoke Vents
23-35 20 31 24: Roof Walkways
23-35 20 31 24 11: Roof Pavers
23-35 20 31 24 11 11: Precast Concrete Roof Pavers
23-35 20 31 24 11 14: Pedestals Roof Pavers
23-35 20 31 24 14: Roof Treads
23-35 20 31 24 14 11: Rubber Roof Treads
23-35 20 31 27: Roof Accessories
23-35 20 31 27 11: Manufactured Roof Curbs
23-35 20 31 27 14: Snow Guards
23-35 20 31 27 17: Piping Portals
23-35 20 31 27 21: Roof Domes: Turrets: Lanterns
23-35 20 31 31: Vegetated Roof Planting Modules
23-35 20 31 34: Renovation Products for Roof Coverings and Claddings
23-35 50: Floor Coverings
23-35 50 11: Flooring Specialties and Accessories
23-35 50 11 11: Floor Toppings
23-35 50 11 11 11: Concrete Floor Topping
23-35 50 11 14: Floor Underlayments
23-35 50 11 14 11: Cementitious Floor Underlayment
23-35 50 11 14 11 11: Gypsum Floor Underlayment
23-35 50 11 14 11 14: Portland Cement Floor Underlayment
23-35 50 11 14 14: Other Floor Underlayments
23-35 50 11 17: Floor Treatment Products
23-35 50 11 17 11: Floor Sealers
23-35 50 11 17 14: Floor Hardeners
23-35 50 11 17 17: Slip-Resistant Floor Treatment
23-35 50 11 17 21: Static-Resistant Floor Treatment
23-35 50 11 17 24: Acid-Resistant Floor Treatment
23-35 50 11 21: Floor Base and Accessories
23-35 50 11 21 11: Base and Accessories for Floor Coverings
23-35 50 11 21 14: Acoustic Floor Mountings
23-35 50 11 21 17: Underlays: Linings: Separations
23-35 50 11 24: Floor Mats and Grilles
23-35 50 11 24 11: Floor Mats
23-35 50 11 24 14: Floor Grilles
23-35 50 11 24 17: Floor Gratings
23-35 50 11 31: Flooring Restoration Products
23-35 50 14: Floor Covering Strips: Tiles: Blocks: and Slabs
23-35 50 14 11: Wood Flooring
23-35 50 14 11 11: Cushioned Wood Flooring Assemblies
23-35 50 14 11 14: Mastic Set Wood Flooring Assemblies
23-35 50 14 11 17: Resilient Wood Flooring Assemblies
23-35 50 14 11 21: Wood Athletic Flooring
23-35 50 14 11 24: Wood Block Flooring
23-35 50 14 11 27: Wood Composition Flooring
23-35 50 14 11 31: Wood Parquet Flooring
23-35 50 14 11 34: Wood Strip Flooring
23-35 50 14 14: Tile Flooring
23-35 50 14 14 11: Ceramic Tile Flooring
23-35 50 14 14 11 11: Ceramic Mosaic Tile Flooring
23-35 50 14 14 11 14: Conductive Tile Flooring
23-35 50 14 14 14: Quarry Tile Flooring
23-35 52 22 10: Chemical-Resistant Quarry Tile Flooring
23-35 50 14 14 17: Porcelain Tile Flooring
23-35 50 14 14 21: Glass Mosaic Tile Flooring
23-35 50 14 14 24: Plastic Tile Flooring
23-35 50 14 14 27: Metal Tile Flooring
23-35 50 14 14 31: Natural Cut Stone Tile Flooring
23-35 50 14 14 34: Tile Flooring Restoration Products
23-35 50 14 17: Terrazzo Flooring
23-35 50 14 17 11: Portland Cement Terrazzo Flooring
23-35 50 14 17 14: Precast Terrazzo Flooring
23-35 50 14 17 17: Conductive Terrazzo Flooring
23-35 50 14 17 21: Plastic matrix Terrazzo Flooring
23-35 50 14 17 24: Terrazzo Flooring Restoration Products
23-35 50 14 21: Masonry Flooring
23-35 50 14 21 11: Brick Flooring
23-35 50 14 21 11 11: Chemical-Resistant Brick Flooring
23-35 50 14 21 14: Stone Flooring
23-35 50 14 24: Precast Tile and Slab Flooring
23-35 50 14 27: Metal Flooring
23-35 50 17: Resilient Flooring
23-35 50 17 11: Cork Flooring
23-35 50 17 14: Plastic Flooring
23-35 50 17 17: Rubber Flooring
23-35 50 17 21: Linoleum Flooring
23-35 50 17 24: Mechanical Fasteners for Resilient Floor Coverings
23-35 50 17 24 11: Floor Clips
23-35 50 17 24 14: Carpet Grippers
23-35 50 17 24 17: Stair Rods
23-35 50 17 27: Other Resilient Flooring
23-35 50 21: Carpet Flooring
23-35 50 21 11: Carpet Cushion
23-35 50 21 14: Carpet Tile
23-35 50 21 17: Indoor and Outdoor Carpet
23-35 50 21 21: Sheet Carpet
23-35 50 24: Preformed Flooring Systems
23-35 50 24 11: Floating Floors
23-35 50 24 14: Portable Floors
23-35 50 24 17: Convertible Floors
23-35 50 24 21: Gymnasium or Dance Flooring
23-35 50 27: Access Flooring
23-35 50 27 11: Access Flooring Components
23-35 50 27 11 11: Access Floors: Frames
23-35 50 27 11 14: Access Floors: Infill Panels
23-35 50 27 14: Rigid Grid Access Flooring
23-35 50 27 17: Snap-On Stringer Access Flooring
23-35 50 27 21: Stringerless Access Flooring
23-35 50 31: Floor Finishing Coatings
23-35 50 31 11: Industrial Floor Coatings
23-35 50 31 14: Fluid-Applied Flooring
23-35 50 31 14 11: Elastomeric Liquid
23-35 50 31 14 14: Epoxy-Marble Chip
23-35 50 31 14 17: Magnesium Oxychoride
23-35 50 31 14 21: Mastic Fills
23-35 50 31 14 24: Resinous
23-35 50 31 14 27: Seamless Quartz
23-35 70: Ceiling Coverings: Claddings: and Linings
23-35 70 11: Ceiling Tiles: Panels: Strips: and Sections
23-35 70 11 11: Ceiling Tiles
23-35 70 11 11 11: Acoustical Ceiling Tile
23-35 70 11 14: Ceiling Panels
23-35 70 11 14 11: Acoustical Ceiling Panels
23-35 70 11 14 14: Mirror Ceiling Panel
23-35 70 11 17: Ceiling Covering Strips
23-35 70 11 17 11: Linear Metal Ceiling Covering Strips
23-35 70 11 17 14: Linear Wood Ceiling Covering Strips
23-35 70 11 21: Ceiling Covering Sections
23-35 70 11 21 11: Suspended Decorative Ceiling Grids
23-35 70 14: Ceiling Finishing Coatings
23-35 70 14 11: Textured Ceilings
23-35 70 14 11 11: Gypsum Panel Textured Ceilings
23-35 70 14 11 14: Metal Panel Textured Ceilings
23-35 70 17: Ceiling Specialties and Accessories
23-35 70 17 11: Roses: Ceiling Centerpieces
23-35 70 17 14: Ceiling Coving
23-35 70 17 17: Cornices: Friezes
23-35 70 21: Ceiling Assembly Restoration Products
23-35 70 24: Ceilings
23-35 70 24 11: Suspended Ceilings
23-35 70 24 11 11: Suspended Ceiling Components
23-35 70 24 11 11 11: Suspended Ceilings: Suspension Assembly
23-35 70 24 11 11 14: Suspended Ceilings: Panels and Tiles
23-35 70 24 11 11 17: Suspended Ceilings: Grids
23-35 70 24 11 11 21: Mechanical Fasteners for Suspended Ceilings
23-35 70 24 11 14: Acoustical Ceilings
23-35 70 24 11 14 11: Metal Pan Acoustical Ceilings
23-35 70 24 11 14 14: Acoustical Panel Ceilings
23-35 70 24 11 14 17: Acoustical Tile Ceilings
23-35 70 24 11 17: Specialty Ceilings
23-35 70 24 11 17 11: Integrated Ceilings
23-35 70 24 11 17 14: Linear Ceilings
23-35 70 24 11 17 14 11: Metal Linear Ceilings
23-35 70 24 11 17 14 14: Wood Linear Ceilings
23-35 70 24 11 17 17: Luminous Ceilings
23-35 70 24 11 17 21: Mirror Panel Ceilings
23-35 70 24 11 17 24: Textured Ceilings
23-35 70 24 11 17 27: Suspended Decorative Grids
23-35 70 24 14: Stretched Fabric Ceilings
23-35 90: Applied Coatings
23-35 90 11: Paints and Varnishes
23-35 90 11 11: General Purpose Paints and Varnishes
23-35 90 11 11 11: Solvent-Based General Purpose Paints and Varnishes
23-35 90 11 11 14: Water-Based General Purpose Paints and Varnishes
23-35 90 11 14: Textured Paints
23-35 90 11 14 11: Solvent-Based Textured Paints
23-35 90 11 14 14: Water-Based Textured Paints
23-35 90 14: Paints for Particular Applications
23-35 90 14 11: Corrosion Prevention Paints
23-35 90 14 14: Solar Reflective Paints
23-35 90 14 17: Fluorescent Paints
23-35 90 14 21: Line Paints
23-35 90 14 24: Roadway Marking Paints
23-35 90 14 27: Swimming Pool Paints
23-35 90 14 31: Coatings for Concrete and Masonry
23-35 90 17: Powder Coating Services
23-35 90 17 11: Factory-Applied Metal Powder Coatings
23-35 90 21: Inorganic Metal Treatments
23-35 90 21 11: Galvanized Coatings
23-35 90 21 14: Anodized Coatings
23-35 90 21 21: Electro-Plated Coatings
23-35 90 21 24: Vitreous Enameling
23-35 90 21 27: Coatings for Steel
23-35 90 24: Stains and Decorative Surface Impregnations
23-35 90 24 11: Decorative Wood Conservation Products
23-35 90 24 14: Stains
23-35 90 24 14 11: Opaque Stains
23-35 90 24 14 11 11: Exterior Opaque Stains
23-35 90 24 14 11 14: Interior Opaque Stains
23-35 90 24 14 14: Transparent Stains
23-35 90 24 14 14 11: Exterior Transparent Stains
23-35 90 24 14 14 14: Interior Transparent Stains
23-35 90 27: High Performance Coatings
23-35 90 27 11: Abrasion-Resistant Coatings
23-35 90 27 14: Chemical-Resistant Coatings
23-35 90 27 17: Elastomeric Coatings
23-35 90 27 21: Fire-Resistant Coatings
23-35 90 27 24: Graffiti-Resistant Coatings
23-35 90 27 27: High-Building Coatings
23-35 90 27 31: Intumescent Paints
23-35 90 27 34: Marine Coatings
23-35 90 27 37: Textured Plastic Coatings
23-35 90 31: Protective Surface Impregnations
23-35 90 31 11: Surface Consolidation/Hardening Impregnations
23-35 90 31 14: Impregnations Protecting from Biological Attack
23-35 90 31 14 11: Wood Treatment Protecting from Biological Attack
23-35 90 31 14 11 11: Preservative Treatment
23-35 90 31 17: Impregnations Protecting from Fire
23-35 90 31 17 11: Wood Treatment Protecting from Fire
23-35 90 31 17 11 11: Fire-Retardant Treatment
23-35 90 31 21: Water Repellents
23-35 90 31 21 11: Acrylic Water Repellents
23-35 90 31 21 14: Silane Water Repellents
23-35 90 31 21 17: Silicone Water Repellents
23-35 90 31 21 21: Siloxane Water Repellents
23-35 90 31 21 24: Stearate Water Repellents
23-35 90 34: Paint Restoration
23-40: Equipment and Furnishings
23-40 05: Plants and Planting Products
23-40 05 11: Planting Products
23-40 05 11 11: Plant Preparation Products
23-40 05 11 11 11: Topsoil
23-40 05 11 11 11 11: Loam
23-40 05 11 11 11 14: Peat Soil
23-40 05 11 11 14: Fertilizers and Herbicide
23-40 05 11 11 14 11: Fertilizers
23-40 05 11 11 14 14: Herbicides
23-40 05 11 11 14 17: Combined Fertilizer and Herbicide
23-40 05 11 11 17: Mulch
23-40 05 11 11 21: Mats and Netting
23-40 05 11 11 24: Stakes
23-40 05 11 11 27: Blankets
23-40 05 11 11 31: Forms and Stabilizers
23-40 05 11 11 34: Grasscrete Slabs/Sheets
23-40 05 11 14: Plant Maintenance Products
23-40 05 11 14 11: Fertilizers
23-40 05 11 14 14: Lime
23-40 05 11 14 17: Mowing Equipment
23-40 05 11 14 21: Pruning Equipment
23-40 05 11 14 24: Watering Equipment
23-40 05 11 14 27: Irrigation System
23-40 05 14: Lawns and Grasses
23-40 05 14 11: Hydro-Mulch
23-40 05 14 14: Plugs
23-40 05 14 17: Seeds and Soil Supplements
23-40 05 14 21: Sod
23-40 05 17: Exterior Plants
23-40 05 17 11: Ground Covers
23-40 05 17 14: Plants and Bulbs
23-40 05 17 17: Shrubs
23-40 05 17 21: Coniferous Trees
23-40 05 17 24: Deciduous Trees
23-40 05 21: Planting Accessories
23-40 05 21 11: Landscaping Edging
23-40 05 21 14: Landscape Timbers
23-40 05 21 17: Planters
23-40 05 21 21: Tree Grates
23-40 05 21 24: Tree Grids
23-40 10: Exterior Equipment and Furnishings
23-40 10 11: Site Furnishings
23-40 10 11 11: Bicycle Racks
23-40 10 11 14: Exterior Seating
23-40 10 11 17: Exterior Tables
23-40 10 11 21: Trash Receptors
23-40 10 11 24: Storage Specialties for Services and Maintenance
23-40 10 14: Exterior Specialties
23-40 10 14 11: Flagpoles
23-40 10 14 11 11: Automatic Flagpoles
23-40 10 14 11 14: Ground-Set Flagpoles
23-40 10 14 11 17: Nautical Flagpoles
23-40 10 14 11 21: Wall-Mounted Flagpoles
23-40 10 14 14: Manufactured Exterior Specialties
23-40 10 14 14 11: Weathervanes
23-40 10 14 14 14: Clocks
23-40 10 14 14 17: Cupolas
23-40 10 14 14 21: Spires
23-40 10 14 14 24: Steeples
23-40 10 14 14 99: Other Manufactured Exterior Specialties
23-40 10 14 17: Memorials and Statuary
23-40 10 14 21: Markers and Monuments
23-40 10 14 24: Exterior Signs
23-40 10 14 24 11 : Signs: Finger Posts
23-40 10 14 24 14: Street Nameplates
23-40 10 14 24 17: Illuminated Signs
23-40 10 14 27: Bollards
23-40 10 14 31: Public Lighting Columns
23-40 10 17: Garden and Park Furniture
23-40 10 17 11: Garden/Patio Seating and Tables
23-40 10 17 14: Garden Umbrellas
23-40 10 17 17: Exterior Ornamental Fountains
23-40 10 17 21: Bird Houses and Feeders
23-40 10 17 24: Bird Baths
23-40 10 17 27: Tubs for Plants
23-40 10 17 31: Sundials
23-40 10 17 34: Garden Ornaments
23-40 10 21: Playfield Equipment: Structures: and Surfacing
23-40 10 21 11: Playground Equipment
23-40 10 21 14: Play Structures
23-40 10 21 17: Athletic or Recreation Screening
23-40 10 21 17 11: Tennis Court Windbreakers
23-40 10 21 21: External Pools and Ponds
23-40 10 21 24: Athletic and Recreational Surfaces
23-40 10 21 24 11: Sports Field Surfacings
23-40 10 21 24 11 11: Baseball Field Surfacing
23-40 10 21 24 11 14: Multi-Purpose Court Surfacing
23-40 10 21 24 11 17: Resilient Matting
23-40 10 21 24 11 21: Synthetic Grass Surfacing
23-40 10 21 24 11 24: Synthetic Running Track Surfacing
23-40 10 21 24 11 27: Tennis Court Surfacing
23-40 10 21 24 14: Artificial Ski Slopes
23-40 10 21 24 17: Artificial Ice Rinks
23-40 10 21 27: Exterior Athletic Equipment
23-40 10 21 27 11: Goalposts
23-40 10 21 27 11: Soccer Goalposts
23-40 10 21 27 11: Football Goalposts
23-40 10 21 27 14: Tennis Court Nets
23-40 10 21 27 17: Volley Ball Nets
23-40 10 21 27 21: Basketball Net and Backstop
23-40 10 24: Screening Devices
23-40 10 24 11: Jet Blast Barriers
23-40 10 24 14: Screens and Louvers
23-40 10 24 21: Sound Barriers
23-40 20: General Furniture and Specialties
23-40 20 11: Wardrobe and Closet Specialties
23-40 20 11 11: Wardrobes
23-40 20 11 14: Chests of Drawers
23-40 20 11 17: Lockers
23-40 20 11 21: Racks and Hangers
23-40 20 11 21 11: Coat Racks
23-40 20 11 21 14: Hat Racks
23-40 20 11 21 17: Shoe Trees
23-40 20 11 21 21: Coat Hooks
23-40 20 11 21 24: Coat Hangers and Rails
23-40 20 11 24: Cloakroom Units
23-40 20 11 27: Umbrella Stands
23-40 20 11 31: Checkroom Equipment
23-40 20 11 31 11: Manual Checkroom Equipment
23-40 20 11 31 14: Automated Checkroom Equipment
23-40 20 14: Residential Furniture
23-40 20 14 11: Complete Dining Room Suites
23-40 20 14 14: Residential Seating
23-40 20 14 14 11: Chairs
23-40 20 14 14 14: Settees: Sofas
23-40 20 14 14 17: Stools
23-40 20 14 14 21: Benches
23-40 20 14 14 24: Chaises Lounges
23-40 20 14 14 27: Sofa Beds: Chair Beds
23-40 20 14 17: Residential Tables and Cabinets
23-40 20 14 17 11: Dining Room Tables
23-40 20 14 17 14: China Cabinets
23-40 20 14 17 17: Sideboards
23-40 20 14 17 21: End Tables
23-40 20 14 17 24: Coffee Tables
23-40 20 17: Bedroom Furniture
23-40 20 17 11: Complete Bedroom Suites
23-40 20 17 14: Bedroom Furniture: Single Units
23-40 20 17 14 11: Beds
23-40 20 17 14 14: Headboards: Footboards
23-40 20 17 14 17: Cots: Cradles
23-40 20 17 14 21: Bedside Units
23-40 20 17 14 24: Dressing Tables
23-40 20 17 14 27: Nursery/Childrens Furniture
23-40 20 17 14 31: Mattresses
23-40 20 21: Toilet and Bath Specialties
23-40 20 21 11: Bathroom Cabinets
23-40 20 21 14: Hand and Hair Dryers
23-40 20 21 17: Paper Towel Dispensers: Disposal Units
23-40 20 21 21: Toilet Paper Dispensers
23-40 20 21 24: Sanitary Napkin and Tampon Dispensers: Disposal Units
23-40 20 21 27: Towel Bars
23-40 20 21 31: Robe Hooks
23-40 20 21 34: Soap Holders: Dispensers
23-40 20 21 37: Diaper Changing Units
23-40 20 21 41: Bathroom Deodorizers
23-40 20 21 44: Shower Rods: Curtains
23-40 20 21 47: Bath Grab Bars
23-40 20 24: Non-Clothes Storage Furniture
23-40 20 24 11: Cupboards
23-40 20 24 14: Chests
23-40 20 24 17: Sideboards
23-40 20 24 21: Dressers
23-40 20 24 24: Filing Cabinets
23-40 20 24 27: Plan/Map Chests
23-40 20 24 31: Desk
23-40 20 24 34: Bookcases
23-40 20 24 41: Key Hangers
23-40 20 27: Storage Shelving
23-40 20 27 11: Shelves
23-40 20 27 14: Supports
23-40 20 27 17: Racking
23-40 20 27 21: Mobile Storage Units
23-40 20 31: Refuse Disposal Furniture
23-40 20 31 11: Bins
23-40 20 31 14: Ash Trays
23-40 20 31 17: Refuse Holders
23-40 20 34: Fireplaces and Stoves
23-40 20 34 11: Fireplace and Stove Components
23-40 20 34 11 11: Fire Surrounds
23-40 20 34 11 14: Firebacks
23-40 20 34 11 17: Fireplace and Stove Fenders
23-40 20 34 11 21: Fireplace and Stove Hoods
23-40 20 34 14: Fireplaces
23-40 20 34 14 11: Fireplace Inserts
23-40 20 34 14 14: Fireplace Screens and Doors
23-40 20 34 14 17: Fireplace Water Heaters
23-40 20 34 17: Stoves
23-40 20 34 17 11: Stove Pipe
23-40 20 34 21: Hearths
23-40 35: Casework
23-40 35 11: Casework Components
23-40 35 11 11: Cabinets
23-40 35 11 14: Hardware
23-40 35 11 17: Work Surfaces
23-40 35 14: Casework by Type
23-40 35 14 11: Modular Casework
23-40 35 14 14: Custom-Fabricated Casework
23-40 35 17: Casework by Purpose
23-40 35 17 11: Bank Casework
23-40 35 17 14: Hospitality Casework
23-40 35 17 17: Display Casework
23-40 35 17 21: Religious Casework
23-40 35 17 24: Library Casework
23-40 35 17 24 11: Study Carrels
23-40 35 17 24 14: Book Stacks
23-40 35 17 24 17: Periodical Racks
23-40 35 17 27: Educational Casework
23-40 35 17 31: Laboratory Casework
23-40 35 17 34: Medical Casework
23-40 35 17 34 11: Dental Casework
23-40 35 17 34 14: Pharmacy Casework
23-40 35 17 37: Mortuary Casework
23-40 35 17 41: Commercial Kitchen Casework
23-40 35 17 44: Darkroom Casework
23-40 35 17 44 11: Photo Transfer Cabinets
23-40 35 17 47: Residential Casework
23-40 35 17 47 11: Kitchen Casework
23-40 35 17 47 11 11: Complete Kitchen Casework Suites
23-40 35 17 47 11 14: Single Kitchen Casework Units
23-40 35 17 47 14: Bathroom Casework
23-40 40: Food Service Equipment and Furnishings
23-40 40 11: Specialized Food Storage and Display Furnishings
23-40 40 11 11: Refrigerators and Freezers
23-40 40 11 11 11: Refrigerators
23-40 40 11 11 14: Freezers
23-40 40 11 11 17: Refrigerator-Freezer
23-40 40 11 14: Food Storage Coolers
23-40 40 11 14 11: Walk-In Coolers
23-40 40 11 14 14: Display Coolers
23-40 40 11 17: Refrigerated Cases
23-40 40 11 21: Hot Cabinets
23-40 40 11 24: Cold Cabinets
23-40 40 11 27: Bottle Racks
23-40 40 11 31: Steam Tables
23-40 40 11 34: Snack Cabinets
23-40 40 14: Food Service Equipment
23-40 40 14 11: Food Delivery Carts and Conveyors
23-40 40 14 11 11: Food Delivery Carts
23-40 40 14 11 14: Food Delivery Conveyors
23-40 40 14 14: Food Preparation Equipment
23-40 40 14 14 11: Food Mixers
23-40 40 14 14 14: Drink Making Equipment
23-40 40 14 17: Food Cooking Equipment
23-40 40 14 17 11: Cookers: Ovens: Stoves
23-40 40 14 17 14: Hot Plates
23-40 40 14 17 17: Ranges
23-40 40 14 17 21: Grills
23-40 40 14 17 24: Fryers
23-40 40 14 17 27: Barbecues
23-40 40 14 17 31: Small Specialized Cooking Equipment
23-40 40 14 21: Hood and Ventilation Equipment
23-40 40 14 21 11: Food Service Hoods
23-40 40 14 21 14: Ventilation Equipment
23-40 40 14 21 17: Fire Suppression Systems
23-40 40 14 21 21: Catering Ventilation
23-40 40 14 24: Food Dispensing Equipment
23-40 40 14 24 11: Bar Equipment
23-40 40 14 24 14: Service Line Equipment
23-40 40 14 24 17: Soda Fountain Equipment
23-40 40 14 27: Ice Machines
23-40 40 14 31: Cleaning and Disposal Equipment
23-40 40 17: Restaurant Furniture
23-40 40 17 11: Bars and Serving Counters
23-40 40 17 14: Restaurant Chairs
23-40 40 17 17: Restaurant Tables
23-40 40 17 21: Restaurant Booths
23-40 40 17 24: Restaurant Seating Units
23-40 40 17 27: Bar Stools
23-40 50: Educational: Cultural Equipment and Furnishings
23-40 50 11: Educational: Entertainment Equipment and Furnishings
23-40 50 11 11: Auditorium Seating
23-40 50 11 11 11: Fixed Audience Seating
23-40 50 11 11 14: Portable Audience Seating
23-40 50 11 11 14 11: Folding Audience Chairs
23-40 50 11 11 14 14: Interlocking Audience Chairs
23-40 50 11 11 14 17: Stacking Audience Chairs
23-40 50 11 14: Classroom Furniture
23-40 50 11 14 11: Seat and Table Assemblies
23-40 50 11 14 14: Modular Desks
23-40 50 11 17: Multiple-Use Fixed Seating
23-40 50 11 21: Platforms
23-40 50 11 21 11: Folding and Portable Stages
23-40 50 11 24: Educational Play Equipment
23-40 50 11 27: Language Laboratory Equipment
23-40 50 14: Theater and Stage Equipment
23-40 50 14 11: Acoustical Shells
23-40 50 14 14: Rigging Systems and Controls
23-40 50 14 17: Scenery Docks
23-40 50 14 21: Suspension Systems
23-40 50 14 24: Stage Curtains
23-40 50 17: Planetarium Equipment and Furnishings
23-40 50 17 11: Planetarium Projectors
23-40 50 17 14: Planetarium Seating
23-40 50 21: Observatory Equipment and Furnishings
23-40 50 21 11: Telescopes
23-40 50 24: Ecclesiastical Equipment and Furnishings
23-40 50 24 11: Religious Seating: Pews: and Benches
23-40 50 24 14: Chancel Furnishings
23-40 50 24 14 11: Lecterns
23-40 50 24 14 14: Pulpits
23-40 50 24 14 17: Choir Screens
23-40 50 24 14 21: Altars
23-40 50 24 17: Baptisteries
23-40 50 24 21: Baptismal Fonts
23-40 50 24 24: Instrumental Equipment
23-40 50 24 24 11: Organs: Organ Cases and Screens
23-40 50 24 24 14: Bells
23-40 50 24 24 17: Carillons
23-40 50 24 27: Synagogue Furniture
23-40 50 24 31: Mosque Furniture
23-40 50 24 34: Temple Furniture
23-40 50 27: Library and Archive Equipment and Furnishings
23-40 50 27 11: Library Stack Systems
23-40 50 27 11 11: Library Shelving
23-40 50 27 14: Book Depositories
23-40 50 27 17: Book Theft Protection Equipment
23-40 50 27 21: Library Furniture
23-40 50 27 21 11: Library Filing Furniture
23-40 50 27 21 14: Library Display Furniture
23-40 50 27 21 17: Study Carrels
23-40 50 31: Exhibition Equipment and Furnishings
23-40 50 31 11: Display Furniture
23-40 50 31 11 11: Display Cabinets
23-40 50 31 11 14: Display Racks
23-40 50 31 11 17: Display Carousels
23-40 50 31 14: Gallery Hanging Systems
23-40 50 31 17: Stands: Pedestals
23-40 50 31 21: Retail Cabinets
23-40 50 31 24: Exhibition Stands: Shell Schemes
23-40 50 31 27: Exhibit Equipment
23-40 50 34: Athletic: Recreational: and Therapeutic Equipment
23-40 50 34 11: Arcade Machines
23-40 50 34 14: Gymnasium Equipment
23-40 50 34 14 11: Backstops
23-40 50 34 14 14: Scoreboards and Time Clocks
23-40 50 34 14 17: Net Posts
23-40 50 34 14 21: Floor Sockets
23-40 50 34 14 24: Climbing Walls
23-40 50 34 14 27: Climbing Ropes
23-40 50 34 17: Gymnasium Dividers
23-40 50 34 21: Fitness and Exercise Equipment
23-40 50 34 24: Nets
23-40 50 34 27: Bowling Alley Equipment
23-40 50 34 31: Shooting Range Equipment
23-40 50 34 34: Equipment Storage Racks
23-40 50 34 37: Sauna and Steam Room Specialties
23-40 50 34 41: Solarium Specialties
23-40 50 34 44: Therapeutic Equipment
23-40 50 34 47: Spectator Stands: Seating
23-40 50 34 47 11: Fixed Stadium and Arena Seating
23-40 50 34 47 14: Telescoping Stands
23-40 50 34 47 14 11: Telescoping Bleachers
23-40 50 34 47 14 14: Telescoping Chair Platforms
23-40 70: Work Environment Equipment and Furnishings
23-40 70 11: Scientific and Medial Equipment and Furnishings
23-40 70 11 11: Laboratory Equipment and Furnishings
23-40 70 11 11 11: Laboratory Equipment
23-40 70 11 11 11 11: Laboratory Service Fixtures
23-40 70 11 11 11 14: Laboratory Fume Hoods
23-40 70 11 11 11 17: Laboratory Incubators
23-40 70 11 11 11 21: Laboratory Sterilizers
23-40 70 11 11 11 24: Laboratory Refrigerators
23-40 70 11 11 11 27: Laboratory Emergency Safety Appliances
23-40 70 11 11 11 31: Laboratory Service Columns
23-40 70 11 11 11 34: Laboratory Flammables Storage Cabinets
23-40 70 11 11 14: Laboratory Furniture
23-40 70 11 14: Health Care Equipment and Furnishings
23-40 70 11 14 11: Medical Equipment
23-40 70 11 14 11 11: Medical Sterilizing Equipment
23-40 70 11 14 11 14: Examination and Treatment Equipment
23-40 70 11 14 11 17: Patient Care Equipment
23-40 70 11 14 11 17 11: Patient Hoists
23-40 70 11 14 11 17 14: Hospital Head Boards
23-40 70 11 14 11 17 17: Patient Beds
23-40 70 11 14 11 21: Post-Mortem and Dissection Equipment
23-40 70 11 14 11 24: Operating Room Equipment
23-40 70 11 14 11 27: Radiology Equipment
23-40 70 11 14 14: Dental Equipment
23-40 70 11 14 17: Optical Equipment
23-40 70 11 14 21: Health Care Furniture
23-40 70 11 17: Mortuary Equipment
23-40 70 11 17 11: Mortuary Refrigerators
23-40 70 11 17 14: Crematorium Equipment
23-40 70 11 17 17: Mortuary Lifts
23-40 70 14: Retail and Commercial Equipment and Furnishings
23-40 70 14 11: Hospitality Equipment and Furnishings
23-40 70 14 14: Registration Equipment
23-40 70 14 17: Checkroom Equipment
23-40 70 14 21: Hospitality Furniture
23-40 70 14 24: Hospitality Furnishings
23-40 70 14 24 11: Hospitality Bath Furnishings
23-40 70 14 24 11 11: Hospitality Bath Linens and Towels
23-40 70 14 24 11 14: Hospitality Bath Mats
23-40 70 14 24 11 17: Hospitality Shower Curtains
23-40 70 14 24 14: Hospitality Bedroom Furnishings
23-40 72 14 21: Hospitality Bed Linens
23-40 72 14 22: Hospitality Pillows
23-40 70 14 27: Mercantile Equipment and Furnishings
23-40 70 14 31: Barber Shop Equipment
23-40 70 14 34: Beauty Shop Equipment
23-40 70 14 37: Cash Registers and Checkout Equipment
23-40 70 14 41: Display Cases
23-40 70 14 41 11: Refrigerated Display Cases
23-40 70 14 44: Food Processing Equipment
23-40 70 14 47: Food Weighing and Wrapping Equipment
23-40 70 14 51: Display Casework
23-40 70 14 54: Wall Display Systems
23-40 70 14 57: Office Equipment and Furnishings
23-40 70 14 57 11: Computers
23-40 70 14 57 14: Printers
23-40 70 14 57 17: Drafting Equipment
23-40 70 14 57 21: Plotters
23-40 70 14 57 24: Drawing Equipment
23-40 70 14 61: Mailroom Case Goods
23-40 70 14 64: Retail and Commercial Furnishings
23-40 70 14 64 11: Office Furniture
23-40 70 14 64 14: Retail and Commercial Seating Furniture
23-40 70 14 64 17: Office Storage and Filing Furniture
23-40 70 14 64 17 11: Lateral Filing Cabinets
23-40 70 14 64 17 14: Vertical Filing Cabinets
23-40 70 14 64 21: Systems Furniture
23-40 70 14 64 21 11: Panel-Hung Component
23-40 70 14 64 21 14: Free-Standing Component
23-40 70 14 64 21 17: Beam System
23-40 70 14 64 21 21: Desk System
23-40 70 14 64 24: Office Accessories
23-40 70 17: Industrial and Manufacturing Equipment and Furnishings
23-40 70 17 11: Manufacturing Equipment
23-40 70 17 14: Manufacturing Furniture
23-40 70 17 14 11: Flat Work Surface Furniture
23-40 70 17 14 14: Work Stations
23-40 70 17 17: Shop Equipment
23-40 70 17 21: Shop Furniture
23-40 70 17 21 11: Counters and Work Surfaces
23-40 70 17 21 14: Shop Display Specialties
23-40 70 17 21 17: Shop Storage Fittings
23-40 70 21: Other Work-Related Equipment and Furnishings
23-40 70 21 11: Darkroom Equipment and Furnishings
23-40 70 21 14: Darkroom Equipment
23-40 70 21 14 11: Darkroom Processing Equipment
23-40 70 21 17: Darkroom Specialties
23-40 70 21 21: Vending Equipment
23-40 70 21 24: Vending Machines
23-40 70 21 27: Ticket Machines
23-40 70 21 31: Change Machines
23-40 70 24: Vehicle Service Equipment
23-40 70 24 11: Compressed Air Vehicle Service Equipment
23-40 70 24 14: Fuel Dispensing Equipment
23-40 70 24 17: Vehicle Lubrication Equipment
23-40 70 24 21: Tire Changing Equipment
23-40 70 24 24: Vehicle Washing Equipment
23-40 70 24 27: Vehicle Hoists
23-40 70 27: Security and Vault Equipment and Furnishings
23-40 70 27 11: Safes
23-40 70 27 14: Safe Deposit Boxes
23-40 70 27 17: Vault Doors and Day Gates
23-40 70 27 21: Anti-Bandit Screens
23-40 70 27 21 11: Gun Ports
23-40 70 27 24: Teller and Service Equipment
23-40 70 27 24 11: Automated Banking Systems
23-40 70 27 24 14: Money Cart Pass-Through
23-40 70 27 24 17: Package Transfer Units
23-40 70 27 24 21: Service and Teller Window Units
23-40 70 27 24 24: Teller Equipment Systems
23-40 70 27 27: Secure Point of Sale Units/Tills
23-40 70 27 27 11: Deal Drawers
23-40 70 27 31: Key Security Cabinets
23-40 70 27 34: Money Counting and Handling Equipment
23-40 70 31: Detention Equipment and Furnishings
23-40 70 31 11: Detention Enclosures
23-40 70 31 14: Detention Furnishings and Specialties
23-40 70 31 17: Detention Furniture
23-40 70 34: Agricultural Equipment
23-40 70 34 11: Milkers
23-40 70 34 14: Stock Feeders
23-40 70 34 17: Stock Waterers
23-40 70 34 21: Waste Clean-Up Equipment
23-40 90: Information and Communication Specialties
23-40 90 11: Information Display Specialties
23-40 90 11 11: Information Signs
23-40 90 11 14: Lettering and Numerals
23-40 90 11 17: Pin Boards
23-40 90 11 21: Writing Boards
23-40 90 11 24: Plaques
23-40 90 11 27: Poster Display Units
23-40 90 11 31: Notice Boards
23-40 90 11 34: Display Screens
23-40 90 11 37: Pictograms
23-40 90 14: Communication Specialties
23-40 90 14 11: Mail Boxes
23-40 90 14 14: Mail Racks
23-40 90 14 17: Pigeonholes
23-40 90 14 21: Mail Trolleys
23-40 90 14 24: Mail Handling Equipment
23-40 90 14 27: Telephone Booths
23-40 90 14 31: Acoustic Hoods
23-40 90 14 34: Directory Boards
23-40 95: Furnishings: Ornaments: and Decoration
23-40 95 11: Soft Furnishings
23-40 95 11 11: Carpets and Rugs
23-40 95 11 14: Curtains and Drapes
23-40 95 11 17: Upholstery
23-40 95 11 21: Cushions and Padding
23-40 95 11 24: Bedding
23-40 95 11 27: Tablecloths
23-40 95 11 31: Movable or Retractable Screens
23-40 95 14: Plant Display Furniture
23-40 95 14 11: Decorative Planters
23-40 95 14 14: Decorative Vases
23-40 95 17: Ornaments and Decoration
23-40 95 17 11: Interior Ornamental Fountains
23-40 95 17 14: Ornaments
23-40 95 17 17: Mirrors
23-40 95 17 21: Ornamental Screens
23-40 95 17 24: Artwork
23-40 95 17 27: Clocks
23-40 95 17 31: Wall Hangings
23-45: Sanitary: Laundry: and Cleaning Equipment
23-45 05: Sanitary Equipment
23-45 05 11: Complete Sanitary Suites
23-45 05 11 11: Complete Bathroom Suites
23-45 05 14: Plumbing Fixtures - Sanitary Washing Units
23-45 05 14 11: Sanitary Washing Unit Components
23-45 05 14 11 11: Splashbacks
23-45 05 14 11 14: Bath Panels
23-45 05 14 11 17: Shower/Bath Seats
23-45 05 14 11 21: Shower Receptors
23-45 05 14 11 24: Shower/Bath Screens: Curtains
23-45 05 14 14: Sinks/Lavatories
23-45 05 14 14 11: Sacristy
23-45 05 14 14 14: Clinic Sinks
23-45 05 14 14 17: Plaster Sinks
23-45 05 14 14 21: Surgeons Scrub-Up Sinks
23-45 05 14 14 24: Surgeons Instrument Sinks
23-45 05 14 14 27: Service Sinks
23-45 05 14 14 31: Darkroom Sinks
23-45 05 14 14 34: Hairdressing Sinks
23-45 05 14 17: Showers
23-45 05 14 17 11: Shower Compartments
23-45 05 14 17 14: Shower Receptors
23-45 05 14 17 17: Group Showers
23-45 05 14 21: Bathtubs
23-45 05 14 21 11: Bath/Shower Units
23-45 05 14 21 14: Sitz Baths
23-45 05 14 21 17: Therapeutic Whirlpool Baths
23-45 05 14 24: Eye Wash Fountains
23-45 05 14 27: Bidets
23-45 05 14 31: Combination Toilets
23-45 05 14 31 11: Patients Combination Toilets
23-45 05 14 31 14: Detention Combination Toilets
23-45 05 14 34: Security Plumbing Fixtures
23-45 05 14 37: Bedpan Washers/Sanitizers
23-45 05 14 99: Other Sanitary Washing Plumbing Fixtures
23-45 05 17: Sanitary Leisure Units
23-45 05 17 11: Sauna Equipment
23-45 05 17 14: Steam Room Equipment
23-45 05 17 17: Leisure Whirlpools
23-45 05 17 21: Hot Tubs
23-45 05 21: Plumbing Fixtures - Sanitary Disposal Units
23-45 05 21 11: Water Closets
23-45 05 21 11 11: Water Operated Water Closets
23-45 05 21 11 14: Chemical/Biological Sanitary Disposal Units
23-45 05 21 11 21: Urinals
23-45 05 21 11 24: Sanitary Macerators
23-45 05 21 14: Sanitary Disposal Components
23-45 05 21 14 11: Water Closet Seats
23-45 05 21 14 14: Water Closet Tanks
23-45 05 21 14 17: Sanitary Disposal Connectors
23-45 30: Washing and Waste Disposal Equipment
23-45 30 11: Residential Washing Equipment
23-45 30 11 11: Residential Dishwashers
23-45 30 11 14: Residential Waste Disposal Units
23-45 30 14: Commercial Washing Equipment
23-45 30 14 11: Commercial Dishwashers
23-45 30 14 14: Commercial Waste Disposal Units
23-45 30 14 21: High Pressure Washing Equipment
23-45 30 17: Drain Boards
23-45 55: Sanitary Faucets: Wastes
23-45 55 11: Sanitary Components
23-45 55 11 11: Plugs
23-45 55 11 14: Chains
23-45 55 11 17: Overflow Specialties
23-45 55 14: Single Faucets
23-45 55 17: Mixing Faucets
23-45 55 21: Drains (Wastes)
23-45 70: Laundry and Cleaning Equipment
23-45 70 11: Laundry Equipment
23-45 70 11 11: Residential Laundry Equipment
23-45 70 11 11 11: Washing Machines
23-45 70 11 11 14: Clothes Dryers
23-45 70 11 14: Commercial Laundry Equipment
23-45 70 11 14 11: Washing Machines
23-45 70 11 14 14: Extractors
23-45 70 11 14 17: Clothes Dryers
23-45 70 11 14 21: Clothes Airers
23-45 70 11 14 24: Ironing and Pressing Machines
23-45 70 11 14 27: Laundry Folding Machines
23-45 70 11 14 31: Commercial Clothes Lines
23-45 70 11 14 34: Dry Cleaning Equipment
23-45 70 14: Room Cleaning Equipment
23-45 70 14 11: Vacuum Cleaning Systems
23-45 70 14 14: Floor and Wall Cleaning
23-45 70 14 17: Housekeeping Carts
23-50: Conveying Systems & Material Handling
23-50 05: Vertical Transportation
23-50 05 11: Elevators
23-50 05 11 11: Electric Traction Elevators
23-50 05 11 11 11: Freight Electric Traction Elevators
23-50 05 11 11 14: Passenger Electric Traction Elevators
23-50 05 11 11 17: Residential Electric Traction Elevators
23-50 05 11 11 21: Service Electric Traction Elevators
23-50 05 11 14: Hydraulic Elevators
23-50 05 11 14 11: Freight Hydraulic Elevators
23-50 05 11 14 14: Passenger Hydraulic Elevators
23-50 05 11 14 17: Residential Hydraulic Elevators
23-50 05 11 14 21: Service Hydraulic Elevators
23-50 05 11 17: Rack and Pinion Elevators
23-50 05 11 21: Elevator Cabs
23-50 05 11 24: Elevator Equipment and Controls
23-50 05 11 24 11: Elevator Doors
23-50 05 11 24 14: Elevator Controls
23-50 05 11 27: Elevator Restoration Products
23-50 05 14: Lifts
23-50 05 14 11: Scissors Lifts
23-50 05 14 14: Stair Elevators
23-50 05 14 14 11: Inclined Platform Lifts
23-50 05 14 17: Elevating Platforms
23-50 05 14 17 11: Platform Lifts
23-50 05 14 17 14: Sidewalk Lifts
23-50 05 17: Escalators
23-50 20: Horizontal Transportation
23-50 20 11: Moving Walks
23-50 20 14: People Movers
23-50 20 17: Aircraft Passenger Loading
23-50 20 17 11: Jetways
23-50 20 17 14: Gangways
23-50 20 21: Monorails
23-50 30: Materials Handling
23-50 30 11: Dumbwaiters
23-50 30 11 11: Manual Dumbwaiters
23-50 30 11 14: Electric Dumbwaiters
23-50 30 11 17: Hydraulic Dumbwaiters
23-50 30 14: Material Transport
23-50 30 14 11: Automated Document Filing and Retrieval
23-50 30 14 14: Automated Guided Vehicles
23-50 30 14 14 11: Guided Vehicle Material Handling
23-50 30 14 14 14: Track Vehicle Material Handling
23-50 30 17: Postal Conveying
23-50 30 21: Baggage Conveying and Dispensing
23-50 30 24: Conveyors
23-50 30 24 11: Conveyor Components
23-50 30 24 11 11: Conveyor Belts
23-50 30 24 14: Belt Conveyors
23-50 30 24 17: Bucket Conveyors
23-50 30 24 21: Container Conveyors
23-50 30 24 24: Hopper and Track Conveyors
23-50 30 24 27: Monorail Conveyors
23-50 30 24 31: Oscillating Conveyors
23-50 30 24 34: Pneumatic Conveyors
23-50 30 24 37: Roller Conveyors
23-50 30 24 41: Scoop Conveyors
23-50 30 24 44: Screw Conveyors
23-50 30 24 47: Selective Vertical Conveyors
23-50 30 27: Chutes
23-50 30 27 11: Coal Chutes
23-50 30 27 14: Dry Bulk Materials Chutes
23-50 30 27 17: Laundry and Linen Chutes
23-50 30 27 21: Package Chutes
23-50 30 27 24: Refuse Chutes
23-50 30 31: Feeder Equipment
23-50 30 31 11: Apron Feeder
23-50 30 31 14: Reciprocating Plate Feeder
23-50 30 31 17: Rotary Airlock Feeder
23-50 30 31 21: Rotary Flow Feeder
23-50 30 31 24: Vibratory Feeder
23-50 30 34: Pneumatic Tubes
23-50 30 34 11: Document Conveying Systems
23-50 30 37: Hoists and Cranes
23-50 30 37 11: Cranes
23-50 30 37 11 11: Crane Rails
23-50 30 37 11 14: Bridge Cranes
23-50 30 37 11 14 11: Top-Running Overhead Cranes
23-50 30 37 11 14 14: Underslung Overhead Cranes
23-50 30 37 11 17: Gantry Cranes
23-50 30 37 11 21: Jib Cranes
23-50 30 37 11 24: Tower Cranes
23-50 30 37 11 27: Mobile Cranes
23-50 30 37 11 31: Derricks
23-50 30 37 14: Fixed Hoists
23-50 30 37 14 11: Air Powered Fixed Hoists
23-50 30 37 14 14: Electric Fixed Hoists
23-50 30 37 14 17: Manual Fixed Hoists
23-50 30 37 17: Trolley Hoists
23-50 30 37 17 11: Air Powered Trolley Hoists
23-50 30 37 17 14: Electric Trolley Hoists
23-50 30 37 17 17: Manual Trolley Hoists
23-50 50: Turntables
23-50 50 11: Restaurant Turntables
23-50 50 14: Stage Turntables
23-50 50 17: Exhibit and Display Turntables
23-50 50 21: Vehicular Turntable
23-50 55: Parking Systems
23-50 55 11: Car Parking Systems
23-50 70: Loading Dock Equipment
23-50 70 11: Dock Bumpers/Seals
23-50 70 14: Dock Levelers
23-50 70 14 11: Powered Dock Levelers
23-50 70 14 14: Manual Dock Levelers
23-50 70 17: Dock Lifts
23-50 70 17 11: Powered Dock Lifts
23-50 70 17 14: Manual Dock Lifts
23-50 70 21: Portable Ramps: Bridges: and Platforms
23-50 70 24: Seals and Shelters
23-50 70 27: Truck Restraints
23-50 85: Scaffolding
23-50 85 11: Suspended Scaffolding
23-50 85 11 11: Beam Suspended Scaffolding
23-50 85 11 14: Carriage Suspended Scaffolding
23-50 85 11 17: Hook Suspended Scaffolding
23-50 85 14: Rope Climbers
23-50 85 14 11: Manual Rope Climbers
23-50 85 14 14: Powered Rope Climbers
23-50 85 17: Telescoping Platforms
23-50 85 17 11: Electric and Battery Telescoping Platforms
23-50 85 17 14: Pneumatic Telescoping Platforms
23-50 85 21: Powered Scaffolding
23-50 90: Building Maintenance Systems
23-50 90 11: Window Washing Systems
23-50 90 14: Building Maintenance Cradles and Platforms
23-50 90 17: Roof Trolley Systems
23-50 90 21: Traveling Ladder Systems
23-50 90 24: Ancillary Building Maintenance Items
23-50 90 24 11: Safety Tracks
23-50 90 24 14: Anchors for Building Maintenance
23-50 90 27: Fall Arrest Systems
23-55: Manufactured Structures
23-55 10: Towers and Superstructures
23-55 10 11: Industrial Breechings: Chimneys: and Stacks
23-55 10 11 11: Breechings
23-55 10 11 11 11: Fabricated Breechings and Accessories
23-55 10 11 14: Chimney Shafts
23-55 10 11 17: Chimney Linings
23-55 10 11 21: Draft Control Devices
23-55 10 11 24: Insulated Sectional Chimneys
23-55 10 14: Towers
23-55 10 14 11: Cooling Towers
23-55 10 14 14: Water Towers
23-55 10 17: Masts
23-55 10 21: Gantries
23-55 10 21 11: Gantry Cranes
23-55 10 24: Offshore Structures
23-55 30: Complete Buildings
23-55 30 11: Pre-Engineered Structures
23-55 30 11 11: Pre-Engineered Structure Component
23-55 30 11 11 11: Lift Shaft Components
23-55 30 11 14: Framed Pre-Engineered Buildings
23-55 30 11 17: Panel Structure Pre-Engineered Buildings
23-55 30 11 21: Cubicle Structure Pre-Engineered Buildings
23-55 30 11 24: Air-Supported Pre-Engineered Buildings
23-55 30 11 27: Cable-Supported Pre-Engineered Buildings
23-55 30 11 31: Fabric Structures
23-55 30 11 34: Prefabricated Dome Structures
23-55 30 11 37: Portable and Mobile Buildings
23-55 30 14: Indoor System Buildings
23-55 30 17: Covers and Shelters
23-55 30 17 11: General Purpose Shelters
23-55 30 17 14: Shelters for Public Transport
23-55 30 17 14 11: Bus Stop Shelters
23-55 30 17 14 14: Train Platform Shelters
23-55 30 17 17: Walkway Coverings
23-55 30 17 21: Shelters for Civil Protection
23-55 30 17 24: Animal Shelters
23-55 30 17 24 11: Kennels
23-55 30 17 27: Car Shelters
23-55 30 17 31: Shelters for Services
23-55 30 21: Special Purpose Buildings
23-55 30 21 11: Observatories
23-55 30 21 14: Control Booths
23-55 30 21 17: Greenhouses
23-55 30 21 17 11: Glazed Structures
23-55 30 21 21: Summerhouses
23-55 30 21 21 11: Gazebos
23-55 30 21 21 14: Pavilions
23-55 30 21 24: Kiosks
23-55 30 21 27: Public Restrooms
23-55 30 21 31: Sauna Buildings
23-55 30 21 34: Funerary Construction
23-55 30 24: Building Modules
23-55 30 24 11: Prison Cells
23-55 30 24 14: Hotel Rooms
23-55 30 24 17: Dormitory Rooms
23-55 30 27: Integrated Assemblies
23-55 30 27 11: Sound: Vibration and Seismic Control
23-55 30 27 11 11: Floating Floor Construction
23-55 30 27 14: Other Integrated Construction
23-55 50: Room Units
23-55 50 11: General Purpose Room Units
23-55 50 11 11: Prefabricated General Purpose Rooms
23-55 50 14: Storage Room Units
23-55 50 17: Special Purpose Rooms
23-55 50 17 11: Athletic Rooms
23-55 50 17 11 11: Handball/Racquetball Courts
23-55 50 17 14: Conservatories
23-55 50 17 17: Planetariums
23-55 50 17 21: Saunas
23-55 50 17 24: Steam Baths
23-55 50 17 27: Vaults
23-55 50 21: Sanitary Room Units
23-55 50 21 11: Bathroom Units
23-55 50 21 14: Lavatory Units
23-55 50 24: Controlled Environment Rooms
23-55 50 24 11: Clean Rooms
23-55 50 24 14: Insulated Rooms
23-55 50 24 14 11: Cold Storage Rooms
23-55 50 24 17: Sound-Conditioned Rooms
23-55 50 24 17 11: Practice Booths
23-55 50 24 21: Hyperbaric Rooms
23-55 50 24 24: Radiation Protected Rooms
23-55 50 24 24 11: Electromagnetic Shielded Rooms
23-55 50 24 24 14: RF Shielded Rooms
23-55 50 24 24 17: BO Shielded Rooms
23-55 50 24 24 21: Radio Frequency Protected Rooms
23-55 50 24 24 24: X-Ray Protected Rooms
23-55 50 24 24 27: Nuclear Radiation Protected Rooms
23-55 50 24 24 31: High Energy Magnetic Pulse Protected Rooms
23-55 50 27: Plant and Control Room Units
23-55 50 27 11: Plant Office Shelters and Booths
23-55 50 31: Corridor Units
23-60: General Purpose: Services
23-60 10: General Measuring Instruments
23-60 10 11: Temperature Measuring Instruments
23-60 10 14: Pressure Measuring Instruments
23-60 10 17: Flow Meters
23-60 10 21: Concentration Measuring Instruments
23-60 10 21 11: Humidity Concentration Measuring Instruments
23-60 10 21 14: Carbon Dioxide (CO²) Concentration Measuring Instruments
23-60 10 21 17: Ozone Concentration Measuring Instruments
23-60 10 21 21: Other Gas Concentration Measuring Instruments
23-60 10 24: Heat Measuring Instruments
23-60 10 27: Level Measuring Instruments
23-60 10 31: Weighing Instruments
23-60 30: General Pipework and Ductwork Products
23-60 30 11: Pipework Products for General Use
23-60 30 11 11: Pipes for General Use
23-60 30 11 14: Pipework Fittings
23-60 30 11 14 11: Water Hammer Arrestors
23-60 30 11 14 14: Pipe Expansion Compensators
23-60 30 11 17: Pipework/Ductwork Mechanical Fasteners/Supports
23-60 30 14: Ducting and Wireways for General Use
23-60 30 14 11: Underfloor Wireways
23-60 30 14 14: Service Penetrations
23-60 30 17: Manholes
23-60 30 21: Pumps
23-60 30 21 11: Pump Components
23-60 30 21 14: Manual Pumps
23-60 30 21 17: Motor Pumps
23-60 30 21 21: Pump Sets
23-60 30 21 24: Booster Pumps
23-60 30 24: Poles for Aerial Networks
23-60 30 24 11: Utility Poles
23-60 30 24 14: Lighting Poles and Standards
23-60 30 24 17: Antenna Towers
23-60 30 24 21: Transmission Towers
23-60 30 27: Network Identification Products
23-60 30 27 11: Identification Tape
23-60 30 27 14: Identification Mesh
23-60 30 27 17: Mechanical Identification
23-60 30 27 21: Electrical Identification
23-60 50: General Purpose Controls
23-60 50 11: Photoelectric Cells
23-60 50 14: Infra Red and Other Remote Controls
23-60 50 17: Hydraulic Controls
23-60 50 21: Pneumatic Controls
23-60 50 24: Electric Controls
23-60 50 27: Digital Controls
23-60 70: General Protection for Services
23-60 70 11: Fireproofing for Services
23-60 70 11 11: Fire Dampers
23-60 70 11 14: Diffuser Firestop Flaps
23-60 70 11 17: Fireproofing Gaskets
23-60 70 11 21: Fireproofing Fillers for Threaded Couplings
23-60 70 11 24: Fireproof Pipe Sleeves
23-60 70 14: Smoke Seals for Ductwork
23-60 70 14 11: Smoke Dampers
23-60 70 17: Mechanical Insulation: including Linings
23-60 70 21: Acoustic Insulation
23-60 70 24: Corrosion Proofing
23-60 70 27: Antivibration Mountings
23-60 70 31: Leak Proofing
23-60 95: Products for Maintenance of Services
23-60 95 11: Pipe/Drain Clearing/Unblocking Products
23-60 95 14: Leak Repair Products for Pipework
23-60 95 17: De-Scaling Products
23-60 95 21: Lubricants
23-65: Supply and Distribution of Liquids and Gases
23-65 05: Complete Supply: Storage and Distribution Systems
23-65 05 11: Complete Systems for Supply: Storage and Distribution of Liquids
23-65 05 11 11: Water Supply Systems
23-65 05 11 14: Consumable Liquids Supply Systems
23-65 05 11 17: Liquid Fuel Supply Systems
23-65 05 11 21: Liquid Fire Suppression Systems
23-65 05 11 99: Other Liquid Supply Systems
23-65 05 14: Complete Systems for Supply: Storage and Distribution of Gases
23-65 05 14 11: Steam Supply Systems
23-65 05 14 14: Fuel Gas Supply Systems
23-65 05 14 17: Medical Gases Supply Systems
23-65 05 14 21: Gaseous Fire Suppression Systems
23-65 05 14 99: Other Gas Supply Systems
23-65 20: Storage Vessels for Supplied Liquids and Gases
23-65 20 11: Storage Vessels for Liquids
23-65 20 11 11: Liquid Storage Components
23-65 20 11 11 11: Overflow Regulators
23-65 20 11 11 14: Fill and Valve Caps
23-65 20 11 11 17: Vents for Liquid Storage Tanks
23-65 20 11 14: Rainwater Tanks
23-65 20 11 17: Supply Water Tanks
23-65 20 11 21: Consumable Liquid Storage Vessels
23-65 20 11 24: Liquid Fuel Storage Vessels
23-65 20 11 24 11: Fuel Oil Pre-Heaters
23-65 20 11 27: Other Liquid Storage Vessels
23-65 20 14: Storage Vessels for Gases
23-65 20 14 11: Vacuum/Pressurized Air Storage Vessels
23-65 20 14 14: Steam Storage Vessels
23-65 20 14 17: Medical Gases Storage Vessels
23-65 20 14 21: Fuel Gas and LPG Storage Vessels
23-65 20 14 24: Other Gas Storage Vessels
23-65 35: Heaters for Supplied Liquids
23-65 35 11: Supply Water Heaters
23-65 35 11 11: Storage Water Heaters
23-65 35 11 14: Instantaneous Water Heaters
23-65 35 11 17: Thermodynamic Water Heaters
23-65 35 99: Heaters for Other Supplied Liquids
23-65 50: Treatment of Supplied Liquids/Gases
23-65 50 11: Water Treatment
23-65 50 11 11: Water Treatment Components
23-65 50 11 11 11: Water Filters
23-65 50 11 11 14: Water Softeners
23-65 50 11 11 17: Magnetic/Electronic Water Treatment
23-65 50 11 11 21: Sterilizers
23-65 50 11 11 24: Salinators
23-65 50 11 11 27: Chlorinators
23-65 50 11 11 31: Ionizers: Ozone Treatment
23-65 50 11 11 34: Additives for Water Treatment
23-65 50 11 14: Packaged Water Treatment Systems
23-65 50 14: Treatment of Supplied Liquids other than Water
23-65 50 14 11: Fuel Oil Treatment
23-65 50 14 11 11: Additives for Fuel Oil Treatment
23-65 50 17: Supply Gas Treatment
23-65 50 17 11: Steam Treatment
23-65 50 17 14: Fuel Gas Treatment
23-65 50 17 14 11: Gas Filters
23-65 50 17 17: Medical Gas Treatment
23-65 50 17 99: Treatment of Other Gases
23-65 55: Distribution of Supplied Liquids/Gases
23-65 55 11: Supply Pumps and Compressors
23-65 55 11 11: Gas Compressors/Vacuum Pumps
23-65 55 14: Valves for Liquid Services
23-65 55 14 11: Inlet/Outlet Valves for Liquid Services
23-65 55 14 11 11: Fill Valves for Liquid Services
23-65 55 14 11 14: Bleeding Valves for Liquid Services
23-65 55 14 11 17: Overflow Valves for Liquid Services
23-65 55 14 14: Isolation Valves for Liquid Services
23-65 55 14 17: Adjusting/Controlling Valves for Liquid Services
23-65 55 14 21: Non-Return Valves for Liquid Services
23-65 55 14 24: Mixing Valves for Liquid Services
23-65 55 17: Valves for Gas Supply Services
23-65 55 17 11: Inlet/Outlet Valves for Gas Supplies
23-65 55 17 11 11: Steam Outlet Valves
23-65 55 17 14: Isolation Valves for Gas Supplies
23-65 55 17 17: Adjusting/Controlling Valves for Gas Supplies
23-65 55 17 21: Non-Return Valves for Gas Supplies
23-65 70: Terminals for Supplied Liquids and Gases
23-65 70 11: Fixtures for Supplied Liquids and Gases
23-65 70 11 11: Fixtures for Liquids
23-65 70 11 14: Gas Service Fixtures
23-65 70 14: Fountains
23-65 70 14 11: Drinking Fountains/Coolers
23-65 70 14 11 11: Security Drinking Fountains/Coolers
23-65 70 17: Fire Fighting Terminals
23-65 70 17 11: Fire Fighting Terminal Components
23-65 70 17 11 11: Fire Hydrants
23-65 70 17 11 14: Fire Hose Reels
23-65 70 17 11 17: Fire Hoses
23-65 70 17 11 21: Fire Fighting Gas Terminals
23-65 70 17 11 24: Fire Fighting Sprinkler Heads
23-65 70 17 11 27: Cabinets for Fire Hoses
23-65 70 17 11 31: Fire Fighting Media
23-65 70 17 14: Water Fire Fighting Terminals
23-65 70 17 17: Gaseous Fire Fighting Terminals
23-65 70 17 21: Foam Fire Fighting Terminals
23-65 70 17 24: Powder Fire Fighting Terminals
23-65 70 17 27: Fire Extinguishers
23-70: Waste Management
23-70 05: Complete Waste Handling Systems
23-70 05 11: Complete Solid Waste Handling Systems
23-70 05 14: Complete Liquid Waste Handling Systems
23-70 05 17: Complete Gaseous Waste Handling Systems
23-70 30: Solid Waste Handling Products
23-70 30 11: Solid Waste Impelling Equipment
23-70 30 14: Solid Waste Treatment Equipment
23-70 30 14 11: Solid Waste Compactors: Destructors: and Balers
23-70 30 14 14: Solid Waste Crushers
23-70 30 14 17: Solid Waste Pulping Machines
23-70 30 14 21: Solid Waste Shredding Machines
23-70 30 14 24: Pneumatic Waste Equipment
23-70 30 14 27: Incinerators
23-70 30 14 27 11: Solid Waste Incinerators
23-70 30 14 27 14: Packaged Incinerators
23-70 30 14 31: Recycling Equipment
23-70 30 17: Solid Waste Monitoring and Control Equipment
23-70 30 17 11: Solid Waste Metal Detectors
23-70 30 17 14: Solid Waste Detectors for Other Solids
23-70 30 21: Solid Waste Collection and Removal Products
23-70 30 21 11: Complete Solid Waste Removal Systems
23-70 30 21 14: Solid Waste Bins
23-70 30 21 17: Gravity Chute Solid Waste Systems
23-70 30 21 21: Refuse Disposal Chutes
23-70 30 21 21 11: Refuse Hoppers
23-70 30 21 21 14: Refuse Chute Doors
23-70 30 21 21 17: Refuse Chute Decontamination Units
23-70 30 24: Solid Waste Handling Systems
23-70 30 24 11: Refuse Compactors
23-70 30 24 14: Refuse Containers
23-70 30 24 17: Dust Collectors
23-70 50: Liquid Waste Handling Services
23-70 50 11: Pumps for Liquid Waste
23-70 50 11 11: Surface Waste Water Pumps
23-70 50 11 14: Sewage and Sludge Pumps
23-70 50 11 14 11: Oil-Water Separators
23-70 50 11 14 14: Packaged Sewage and Sludge Pump Stations
23-70 50 11 14 17: Sewage Ejectors
23-70 50 11 17: Combined Macerator-Pumps
23-70 50 14: Liquid Waste Treatment
23-70 50 14 11: Packaged Sewage Treatment Plants
23-70 50 14 14: General Waste Water Treatment Equipment
23-70 50 14 14 11: Grit Collecting Equipment
23-70 50 14 14 14: Screening and grinding Equipment
23-70 50 14 14 17: Sedimentation Tank Equipment
23-70 50 14 14 21: Scum Removal Equipment
23-70 50 14 14 24: Chemical Equipment
23-70 50 14 14 27: Sludge Handling and Treatment Equipment
23-70 50 14 14 31: Filter Underdrains and Media
23-70 50 14 14 31 11: Filter Bottoms
23-70 50 14 14 31 14: Filter Media
23-70 50 14 14 31 17: Package Filters
23-70 50 14 14 34: Filter Press Equipment
23-70 50 14 14 37: Trickling Filter Equipment
23-70 50 14 17: Other Waste Water Treatment Equipment
23-70 50 14 17 11: Waste Water Compressors
23-70 50 14 17 14: Waste Water Aeration Equipment
23-70 50 14 17 17: Waste Water Oxygenation Systems
23-70 50 14 17 17 11: Waste Water Oxygen Dissolution System
23-70 50 14 17 17 14: Waste Water Oxygen Generators
23-70 50 14 17 17 17: Waste Water Oxygen Storage Facility
23-70 50 14 17 21: Sludge Digestion Equipment
23-70 50 14 17 21 11: Sludge Conditioning Systems
23-70 50 14 17 21 14: Sludge Incinerators
23-70 50 14 17 24: Digester Mixing Equipment
23-70 50 14 17 24 11: Digester Covers and Appurtenances
23-70 50 14 17 24 11 11: Fixed Digester Covers
23-70 50 14 17 24 11 14: Floating Digester Covers
23-70 50 14 17 24 11 17: Gasholder Covers
23-70 50 14 21: Septic Tank Systems
23-70 50 14 21 11: Drainage Field
23-70 50 14 21 14: Grease Interceptor
23-70 50 14 21 17: Sand Filter
23-70 50 14 21 21: Septic Tank
23-70 50 14 21 24: Siphon Tank
23-70 50 14 24: Bacterial Filter Tanks
23-70 50 14 27: Liquid Waste Decanters
23-70 50 14 31: Liquid Waste Separators
23-70 50 14 34: Liquid Waste Ponds and Reservoirs
23-70 50 14 34 11: Sewage Lagoons
23-70 50 14 34 14: Leaching Pits
23-70 50 14 34 17: Cesspools
23-70 50 14 34 21: Liquid Waste Pond Covers
23-70 50 14 34 24: Liquid Waste Pond Liners
23-70 50 14 37: Additives for Treatment of Liquid Waste
23-70 50 14 37 11: Additives for Waste Water and Sewage Treatment
23-70 50 14 37 14: Additives for Residue Treatment
23-70 50 17: Liquid Waste Monitoring and Control
23-70 50 17 11: Detectors of Water Pollution
23-70 50 21: Liquid Waste Collection and Removal
23-70 50 21 11: Subdrainage
23-70 50 21 11 11: Foundation Drainage Piping
23-70 50 21 11 14: Geocomposite Drains
23-70 50 21 11 17: Geotextile Subsurface Drainage Filtration
23-70 50 21 11 21: Pipe Underdrain and Pavement Base Drain
23-70 50 21 11 24: Retaining Wall Drainage Piping
23-70 50 21 11 27: Subgrade Drains
23-70 50 21 11 31: Tunnel Drainage Piping
23-70 50 21 11 34: Underslab Drainage Piping
23-70 50 21 14: Complete Storm Water Drainage Systems
23-70 50 21 14 11: Above-Ground Piped Storm Water Systems
23-70 50 21 14 14: Underground Piped Storm Water Systems
23-70 50 21 14 17: Surface Water Drainage Systems
23-70 50 21 14 17 11: Surface Water Catch Basins: Grates: and Frames
23-70 50 21 14 17 14: Combination Storm Drain and Underdrain Inlets
23-70 50 21 14 17 17: Storm Drainage Manholes: Frames: and Covers
23-70 50 21 14 17 21: Surface Water Retention Chambers
23-70 50 21 14 21: Storm Water Ponds and Reservoirs
23-70 50 21 14 21 11: Surface Water Retention Basins
23-70 50 21 14 21 14: Storm Water Pond Covers
23-70 50 21 14 21 17: Storm Water Pond Liners
23-70 50 21 17: Constructed Wetlands
23-70 50 21 21: Liquid Waste Channels: Gullies: Gratings: Covers
23-70 50 21 24: Waste Water Drains
23-70 50 21 24 11: Roof Waste Water Drains
23-70 50 21 24 14: Deck Waste Water Drains
23-70 50 21 27: Drainage Pipes: Couplings: Collectors
23-70 50 21 31: Pipework Access Fittings
23-70 50 21 34: French Drain
23-70 50 21 37: Valves for Removal Systems
23-70 50 21 37 11: Air Inlet Valves for Removal Systems
23-70 50 21 37 14: Non-Return Valves for Removal Systems
23-70 50 24: Rainwater Removal
23-70 50 24 11: Roof Gutters/Eavestroughs
23-70 50 24 14: Downspouts
23-70 50 24 14 11: Mechanical Fasteners for Downspouts
23-70 50 24 14 14: Downspout Strainers
23-70 50 24 17: Siphonic Drains
23-70 70: Gaseous Waste Handling Services
23-70 70 11: Gaseous Waste Impelling Equipment
23-70 70 11 11: Flue Booster Fans
23-70 70 11 14: Flue Dilution Fans
23-70 70 11 17: Fume Extractor Fans
23-70 70 14: Gaseous Waste Treatment
23-70 70 14 11: Flue Gas Purifiers
23-70 70 17: Gaseous Waste Monitoring and Control
23-70 70 17 11: Air Pollution Detectors
23-70 70 17 14: Flue Gas Analyzers
23-70 70 21: Gaseous Waste Removal
23-70 70 21 11: Complete Gaseous Waste Handling Systems
23-70 70 21 14: Complete Flue and Chimney Systems
23-70 70 21 14 11: Gas Vents
23-70 70 21 14 14: Fabricated Stacks
23-70 70 21 14 17: Fabricated Breechings and Accessories
23-70 70 21 14 21: Insulated Sectional Chimneys
23-70 70 21 17: Flue and Chimney Systems Components
23-70 70 21 17 11: Draft Control Devices
23-70 70 21 17 14: Fireplace Lintels
23-70 70 21 17 17: Flue Linings
23-70 70 21 17 21: Flue Caps: Cowls
23-70 70 21 17 24: Access Panels for Chimneys
23-70 70 21 17 27: Dampers for Chimneys
23-70 70 21 17 31: Fire Shutter Extinguishers
23-75: Climate Control (HVAC)
23-75 05: Complete Climate Control Systems
23-75 05 11: Complete Heating Systems
23-75 05 14: Complete Cooling Systems
23-75 05 17: Complete Mechanical Ventilation Systems
23-75 05 21: Complete Air-Conditioning Systems
23-75 10: Transformation and Conversion of Energy
23-75 10 11: Central Heat Generators
23-75 10 11 11: Central Heat Generator Components
23-75 10 11 11 11: Central Heat Generator Joint Fillers and Sealants
23-75 10 11 11 14: Thermal Liquid
23-75 10 11 14: Hot Water Heat Generators
23-75 10 11 14 11: Cast-Iron Boilers
23-75 10 11 14 14: Condensing Boilers
23-75 10 11 14 17: Finned Water-Tube Boilers
23-75 10 11 14 21: Firebox Heating Boilers
23-75 10 11 14 24: Flexible Water-Tube Boilers
23-75 10 11 14 27: Pulse Combustion Boilers
23-75 10 11 14 31: Scotch Marine Boilers
23-75 10 11 14 34: Steel Water-Tube Boilers
23-75 10 11 17: Warm Air Heat Generators
23-75 10 11 17 11: Furnaces
23-75 10 11 17 11 11: Electric-Resistance Furnaces
23-75 10 11 17 11 14: Fuel-Fired Furnaces
23-75 10 11 21: Steam Heat Generators
23-75 10 11 24: Heat Generators: Thermal Liquid
23-75 10 11 27: Fuel Burners
23-75 10 11 27 11: Fuel Oil Filters
23-75 10 11 27 14: Nozzles
23-75 10 11 27 17: Burner Controls
23-75 10 11 31: Solid Fuel Transport and Handling Equipment
23-75 10 11 34: Fuel Gas Heat Recovery Devices
23-75 10 14: Independent Electric Heating Units
23-75 10 14 11: Electric Convectors
23-75 10 14 11 11: Static Convectors
23-75 10 14 11 14: Fan Convectors
23-75 10 14 14: Electric Radiators
23-75 10 14 14 11: Storage Heaters
23-75 10 14 14 14: Infrared Radiators/Plates
23-75 10 14 14 17: Ultraviolet Radiators
23-75 10 14 14 21: Electric Heated Towel Bars
23-75 10 14 14 24: Electric Heated Ceiling Panels
23-75 10 14 14 27: Portable Radiators
23-75 10 14 17: Electric Surface Heating Products
23-75 10 14 17 11: Heating Sheets for Walls and Ceilings
23-75 10 14 17 14: Heating Sheets for Glazing
23-75 10 14 17 17: Pipe Heating Tapes/Cable Heating Trace
23-75 10 14 21: Embedded Electric Heating Appliances
23-75 10 14 21 11: Heating Sheets
23-75 10 14 21 14: Heating Cables
23-75 10 17: Non-Electric Local Heating Units
23-75 10 17 11: Non-Electric Stoves
23-75 10 17 14: Fuel-Fired Heaters
23-75 10 17 14 11: Fuel-Fired Duct Heaters
23-75 10 17 14 14: Fuel-Fired Radiant Heaters
23-75 10 17 14 17: Fuel-Fired Unit Heaters
23-75 10 17 14 21: Fuel-Fired Air Heaters
23-75 10 17 14 24: Fuel-Fired Domestic Heaters
23-75 10 17 17: Combined Heating/Cooking Units
23-75 10 17 17 11: Heat Pumps: Heating Function
23-75 10 17 17 14: Heat Pumps: Cooling Function
23-75 10 17 17 17: Heat Pumps: Heating-Cooling Function
23-75 10 21: Heat Pumps
23-75 10 21 11: Air-Source Heat Pumps
23-75 10 21 14: Rooftop Heat Pumps
23-75 10 21 17: Water-Source Heat Pumps
23-75 10 24: Cooling and Freeze Plant
23-75 10 24 11: Chilled Water Plant
23-75 10 24 14: Refrigeration Plant
23-75 10 24 17: Cold Room Plant
23-75 10 24 21: Cooling and Freeze Components
23-75 10 24 21 11: Refrigerant Condensing Units
23-75 10 24 21 11 11: Packaged Refrigerant Condensing Coils and Fan Units
23-75 10 24 21 11 14: Refrigerant Condensing Coils
23-75 10 24 21 14: Refrigerant Evaporators
23-75 10 24 21 17: Refrigerant Compressors
23-75 10 24 21 17 11: Centrifugal Refrigerant Compressors
23-75 10 24 21 17 14: Reciprocating Refrigerant Compressors
23-75 10 24 21 17 17: Rotary-Screw Refrigerant Compressors
23-75 10 24 21 21: Packaged Water Chillers
23-75 10 24 21 21 11: Absorption Water Chillers
23-75 10 24 21 21 14: Centrifugal Water Chillers
23-75 10 24 21 21 17: Reciprocating Water Chillers
23-75 10 24 21 21 21: Rotary-Screw Water Chillers
23-75 10 24 21 24: Liquid Coolers and Evaporative Condensers
23-75 10 24 21 27: Unitary Air Conditioning Equipment
23-75 10 24 21 27 11: Packaged Air Conditioners
23-75 10 24 21 27 14: Packaged Rooftop Air Conditioning Units
23-75 10 24 21 27 17: Packaged Rooftop Make-Up Air Conditioning Units
23-75 10 24 21 27 21: Packaged Terminal Air Conditioning Units
23-75 10 24 21 27 24: Room Air Conditioners
23-75 10 24 21 27 27: Split System Air Conditioning Units
23-75 10 24 21 31: Cooling/Freeze Plant Accessories
23-75 10 24 21 31 11: Refrigerant Liquid
23-75 10 27: Solar Collectors
23-75 10 27 11: Solar Collectors: Complete Systems
23-75 10 27 11 11: Packaged Solar Equipment
23-75 10 27 14: Solar Collector Components
23-75 10 27 14 11: Solar Absorber Plates or Tubing
23-75 10 27 14 14: Solar Coatings and Surface Treatment
23-75 10 27 14 17: Solar Collector Insulation
23-75 10 27 14 21: Solar Glazing
23-75 10 27 14 24: Solar Housing and Framing
23-75 10 27 14 27: Solar Reflectors
23-75 10 27 17: Solar Collector Units
23-75 10 27 17 11: Solar Flat Plate Collectors
23-75 10 27 17 14: Solar Concentrating Collectors
23-75 10 27 17 17: Solar Vacuum Tube Collectors
23-75 10 27 17 21: Heat Exchangers: Tubular
23-75 10 27 17 24: Heat Exchangers: Plate
23-75 10 27 17 27: Heat Exchangers: Rotary
23-75 10 27 21: Photovoltaic Collectors
23-75 10 31: Wind Energy Equipment
23-75 10 34: Energy Recovery Equipment
23-75 10 34 11: Energy Storage Tanks
23-75 10 34 14: Heat Pipe
23-75 10 34 17: Heat Wheels
23-75 10 34 21: Heat Exchangers for Ventilation Air
23-75 10 37: Cooling Towers
23-75 10 37 11: Mechanical-Draft Cooling Towers
23-75 10 37 14: Natural-Draft Cooling Towers
23-75 35: Impelling Equipment
23-75 35 11: Air Injectors/Ejectors
23-75 35 14: Air Handling Units
23-75 35 14 11: Built-Up Indoor Air Handling Units
23-75 35 14 14: Customized Rooftop Air Handling Units
23-75 35 14 17: Modular Indoor Air Handling Units
23-75 35 14 21: Modular Rooftop Air Handling Units
23-75 35 17: Fans
23-75 35 17 11: Fans for Air Ductwork
23-75 35 17 14: Fans: Single Units
23-75 35 17 17: Room Air Circulation Fans
23-75 35 17 17 11: Ceiling Fans
23-75 35 17 21: Air Curtains
23-75 35 17 24: Axial Fans
23-75 35 17 27: Centrifugal Fans
23-75 35 21: Extractors
23-75 35 21 11: Emergency Smoke Extractors
23-75 35 21 14: Extractors for Process Air
23-75 35 21 17: Industrial Ventilating Equipment
23-75 35 21 21: Power Ventilators
23-75 50: Energy Treatment
23-75 50 11: Treatment of Circulation Liquids
23-75 50 11 11: Liquid Treatment Components
23-75 50 11 11 11: Additives for Circulation Water
23-75 50 11 14: Feedwater Equipment
23-75 50 11 14 11: Boiler Feedwater Pumps
23-75 50 11 14 14: Deaerators
23-75 50 11 14 17: Packaged Deaerator and Feedwater Equipment
23-75 50 14: Steam Treatment
23-75 50 14 11: Steam Dryers
23-75 50 17: Supply Air Treatment
23-75 50 17 11: Air Filters
23-75 50 17 11 11: Air Filter Components
23-75 50 17 11 11 11: Air Filter Media
23-75 50 17 11 14: High-Efficiency Air Filters
23-75 50 17 11 17: ULPA Filters
23-75 50 17 11 21: HEPA Filters
23-75 50 17 14: Dust Collectors
23-75 50 17 17: Electronic Air Cleaners
23-75 50 17 21: Air Humidifiers
23-75 50 17 24: Dehumidifiers
23-75 50 17 24 11: Swimming Pool Dehumidification Units
23-75 50 17 27: Air Fresheners
23-75 50 17 31: Clean Room Air Treatment
23-75 50 17 34: Air Treatment Components
23-75 50 17 34 11: Air Deodorization Products
23-75 50 17 34 14: Moisture Absorbents
23-75 65: Monitoring and Control Equipment
23-75 65 11: Monitoring and Control of Internal Climate
23-75 65 11 11: Heating Controllers
23-75 65 11 14: Heating Programmers
23-75 65 11 17: Heating Optimizers/Economizers
23-75 65 14: Industrial Plant Performance Controls
23-75 65 14 11: Industrial Plant Performance Control Components
23-75 65 14 11 11: Gage Glasses
23-75 65 14 11 14: Bulls Eyes
23-75 65 14 14: Centralized Plant Controls
23-75 65 14 14 11: Temperature Controls
23-75 65 14 14 14: Pressure Controls
23-75 65 14 14 17: Flow Controls
23-75 65 14 14 21: Concentration Controls
23-75 65 14 17: Control and Monitoring Boards/Panels
23-75 70: HVAC Distribution Devices
23-75 70 11: Circulation Pipe Fittings
23-75 70 11 11: Distribution Collectors
23-75 70 11 14: Expansion Vessels
23-75 70 11 14 11: Air Ducts
23-75 70 11 14 14: Dampers for Air Ductwork
23-75 70 11 14 17: Fire Shutters for Air Ductwork
23-75 70 11 14 21: Guide Vanes
23-75 70 11 14 24: Air Mixers
23-75 70 11 14 27: Sound Attenuators
23-75 70 14: Air Ductwork
23-75 70 14 11: Access Fittings for Air Ductwork
23-75 70 14 14: Couplings for Air Ductwork
23-75 70 14 17: Hangers and Supports: Mechanical Fasteners for Air Ductwork
23-75 70 14 21: Fibrous Glass Ducts
23-75 70 14 24: Flexible Ducts
23-75 70 14 27: Glass-Fiber-Reinforced Plastic Ducts
23-75 70 14 31: Metal Ducts
23-75 70 14 34: Air Duct Accessories
23-75 70 17: Water Heated and Cooled Terminal Heating and Cooling Units
23-75 70 17 11: Radiators
23-75 70 17 14: Convectors
23-75 70 17 17: Radiation Panels
23-75 70 17 21: Embedded Water Heating Terminals
23-75 70 17 24: Finned-Tube Radiation
23-75 70 17 27: Fan Coil Units
23-75 70 17 31: Induction Units
23-75 70 17 34: Unit Heaters
23-75 70 17 37: Unit Ventilators
23-75 70 17 41: Water Heated Towel Bars
23-75 70 21: Terminals for Air
23-75 70 21 11: Supports: Mechanical Fasteners
23-75 70 21 14: Coil Units
23-75 70 21 17: Air Curtains
23-75 70 21 21: Local Air-Conditioning Units
23-75 70 21 24: Air Terminal Units
23-75 70 21 24 11: Constant Volume Air Terminal Units
23-75 70 21 24 14: Variable Volume Air Terminal Units
23-75 70 21 27: Air Outlets and Inlets
23-75 70 21 27 11: Diffusers: Registers: and Grilles
23-75 70 21 27 14: Gravity Ventilators
23-75 70 21 27 17: Intake and Relief Ventilators
23-75 70 21 27 21: Penthouse Ventilators
23-75 70 21 31: Exhaust Terminals
23-75 85: Plant and Service Test Equipment
23-75 85 11: HVAC Instrumentation
23-75 85 14: Plant and Service Controls
23-75 85 14 11: Electric and Electronic Controls
23-75 85 14 14: Pneumatic Controls
23-75 85 14 17: Pneumatic and Electric Controls
23-75 85 14 21: Self-Powered Controls
23-75 85 14 24: Building System Controls
23-75 85 17: Sequence of Operation
23-75 85 21: Heating Control and Test Equipment
23-75 85 24: Combustion Control and Fume Analysis
23-80: Electric Power and Lighting
23-80 05: Complete Electric Power and Lighting Systems
23-80 10: Generation and Transformation Equipment
23-80 10 11: Electrical Generators
23-80 10 11 11: Electrical Generators: Single Units
23-80 10 11 11 11: Engine Generators
23-80 10 11 11 14: Motor Generators
23-80 10 11 14: Driven Electrical Generator Sets
23-80 10 11 14 11: Driving Units
23-80 10 11 14 14: Electricity Generation Units
23-80 10 11 17: Frequency Changers
23-80 10 11 21: Rotary Converters
23-80 10 11 24: Rotary Uninterruptible Power Units
23-80 10 14: Transformers
23-80 10 14 11: Power Transformers
23-80 10 14 14: Current Transformers
23-80 10 14 17: Safety Transformers
23-80 10 14 21: Transformer Accessories
23-80 10 14 21 11: Transformer Commutators
23-80 10 14 21 14: Transformer Ballasts
23-80 10 17: Static Power Converters
23-80 10 17 11: Static Rectifiers
23-80 10 17 14: Ondulators
23-80 10 17 17: Combined Converter Sets
23-80 10 17 21: Battery Chargers
23-80 10 17 24: Direct Current (DC) Drive Controllers
23-80 10 17 27: Slip Controllers
23-80 10 17 31: Static Frequency Converters
23-80 10 17 34: Static Uninterruptible Power Supplies
23-80 10 17 37: Variable Frequency Controllers
23-80 10 21: Electric Motors
23-80 10 21 11: Direct Current (DC) Motors
23-80 10 21 14: Alternating Current (AC) Motors
23-80 10 24: Power Storage
23-80 10 24 11: Batteries
23-80 10 24 11 11: Battery Racks
23-80 10 24 11 14: Central Battery Equipment
23-80 10 24 14: Battery Chargers
23-80 10 24 17: Uninterrupted Power Supply (UPS) Units
23-80 25: Measuring and Recording Devices
23-80 25 11: Electrical Meters
23-80 25 11 11: Power Meters
23-80 25 11 14: Voltage Meters
23-80 25 11 17: Resistance Meters
23-80 25 11 21: Frequency Meters
23-80 25 11 24: Multi-Meters
23-80 25 14: Electrical Energy Recording Devices
23-80 25 14 11: Watt-Hour Recorders (Electricity Usage Meters)
23-80 30: Distribution Devices
23-80 30 11: Power Supply Devices
23-80 30 11 11: Main Switches
23-80 30 11 14: Inverters
23-80 30 11 17: Distribution Boards and Control Panels
23-80 30 11 21: Photoelectric Cells
23-80 30 14: Power Distribution
23-80 30 14 11: Conductors and Cables
23-80 30 14 14: Busbars
23-80 30 14 17: Conductor Rails
23-80 30 14 21: Conductor Couplings
23-80 30 14 24: Junction Boxes
23-80 30 14 27: Electrical Insulation
23-80 30 14 31: Support Wires
23-80 30 14 34: Conductor Mechanical Fasteners
23-80 30 17: Conduit: Wireways: and Ducts
23-80 30 17 11: Conduits
23-80 30 17 14: Wireways
23-80 30 17 17: Cable Trays and Horizontal Racks
23-80 30 17 21: Cable Reels
23-80 30 17 24: Mechanical Fasteners for Conduits and Trunking
23-80 30 24: Switchgear
23-80 30 24 11: Mechanical Switchgear
23-80 30 24 14: Electronic Switchgear
23-80 30 24 17: Remote Control Switchgear
23-80 30 24 21: Time Switchgear
23-80 30 27: Variable Power or Resistance Appliances
23-80 30 27 11: Commutators
23-80 30 27 14: Rheostats
23-80 30 27 17: Dimmers
23-80 30 27 21: Speed Controllers
23-80 30 31: Relays
23-80 30 34: Contactors
23-80 40: Electric Power Protection Devices
23-80 40 11: Earth Connection Electrodes
23-80 40 14: Circuit Breakers
23-80 40 14 11: Automatic Overload Circuit Breakers
23-80 40 14 14: Ground Fault Intercept (GFI) Circuit Breakers
23-80 40 14 17: Earth Leakage Circuit Breakers
23-80 40 14 21: Fuses
23-80 40 17: Load Shedding Relays
23-80 40 21: Lightning Protection
23-80 45: Electric Power Treatment Devices
23-80 45 11: Capacitors
23-80 45 11 11: Capacitors
23-80 45 11 14: Power Factor Controls (Cosinus Phi)
23-80 45 14: Harmonic Control Devices
23-80 45 14 11: Electric Interference Suppressor Filters
23-80 50: Terminals for Power Supply
23-80 50 11: Switches and Receptacles
23-80 50 11 11: Receptacle Terminal Units
23-80 50 11 14: Switches
23-80 50 11 17: Ground Fault Receptacles
23-80 50 11 21: Extension Cords
23-80 50 11 24: Accessories for Receptacles
23-80 50 11 24 11: Telltale Lamps
23-80 50 11 24 14: Receptacle Protectors
23-80 50 11 24 17: Adapters
23-80 50 14: Plug Connectors
23-80 70: Lighting
23-80 70 11: Luminaries for Internal Lighting
23-80 70 11 11: General Luminaries: Non Directional
23-80 70 11 14: General Luminaries: Directional
23-80 70 11 14 11: Downlights
23-80 70 11 14 14: Uplights
23-80 70 11 14 17: Direct/Indirect
23-80 70 11 14 21: Spots and Tracklight Specialties
23-80 70 11 17: Specialized Lighting by Location or Use
23-80 70 11 21: Emergency Lighting
23-80 70 11 24: Fiber Optic Lighting
23-80 70 14: Luminaries for External Lighting
23-80 70 14 11: Amenity Lighting
23-80 70 14 11 11: Lighting Bollards
23-80 70 14 11 14: Post-Top Lighting
23-80 70 14 11 17: Wall or Ceiling Mounted External Lighting
23-80 70 14 11 21: Buried Uplights
23-80 70 14 14: Exterior Floodlights
23-80 70 14 17: Exterior Spotlights
23-80 70 14 21: Street and Roadway Lighting
23-80 70 14 24: Aircraft Paving Lighting
23-80 70 14 27: Security Lighting
23-80 70 17: Communication Lighting Specialties
23-80 70 17 11: Emergency Signs
23-80 70 17 14: Illuminated Signs/Boards
23-80 70 17 17: Publicity Lighting
23-80 70 17 21: Lasers
23-80 70 21: Lamps
23-80 70 21 11: Halogen Lamps
23-80 70 21 14: Incandescent Lamps
23-80 70 21 17: Discharge Lamps
23-80 70 21 17 11: Fluorescent Lamps
23-80 70 21 17 14: Compact Fluorescent Lamps
23-80 70 21 17 17: Sodium Vapor Lamps
23-80 70 21 17 21: High Pressure Discharge Lamps
23-80 70 21 99: Other Lamps
23-80 70 24: Accessories for Lighting
23-80 70 24 11: Lampholders
23-80 70 24 14: Lighting Diffusers
23-80 70 24 17: Ballast for Fluorescent Lamps
23-80 70 24 21: Lighting Tracks
23-80 70 24 24: Lampshades
23-80 70 27: Gas Lighting
23-85: Information and Communication
23-85 05: Complete Information Systems
23-85 05 11: Complete Audio Information Systems
23-85 05 11 11: Complete Audio Systems
23-85 05 11 14: Complete Sound Signal Systems
23-85 05 11 17: Complete Public Address Systems
23-85 05 11 21: Complete Paging Systems
23-85 05 14: Complete Visual Information Systems
23-85 05 14 11: Complete Centralized Time Distribution
23-85 05 14 14: Complete News Tray Systems
23-85 05 14 17: Complete Projection Systems
23-85 05 14 21: Complete Visual Signaling
23-85 05 14 21 11: Mechanical Signals
23-85 05 17: Complete Audio-Visual Systems
23-85 05 17 11: Broadcasting Equipment
23-85 05 17 11 11: Television Broadcasting Equipment
23-85 05 17 11 14: Multimedia Broadcasting Equipment
23-85 05 17 11 17: Broadcasting Light Signals
23-85 10: General Information Systems
23-85 10 11: Audio Information: Sound Signals
23-85 10 11 11: Sound and Signal Devices
23-85 10 11 11 11: Bells: Carillons: Single Units
23-85 10 11 11 14: Sirens
23-85 10 11 11 17: Aerials
23-85 10 11 11 21: Speakers
23-85 10 11 14: Audio Equipment
23-85 10 11 14 11: Audio Recorders
23-85 10 11 14 14: Sound Reinforcement
23-85 10 11 14 14 11: Microphones
23-85 10 11 14 14 14: Loudspeakers
23-85 10 11 14 14 17: Sound Amplifiers
23-85 10 11 14 14 21: Audio Equalizers
23-85 10 11 14 17: Headphones
23-85 10 11 14 21: Audio Reproducing Units
23-85 10 11 14 24: Audio Information Accessories
23-85 10 14: Visual Information Systems
23-85 10 14 11: Cameras
23-85 10 14 11 11: Analog Cameras
23-85 10 14 11 14: Digital Cameras
23-85 10 14 14: Slide Projectors
23-85 10 14 17: Overhead Projectors
23-85 10 14 21: Presentation Systems
23-85 10 14 24: Video Monitors
23-85 10 14 24 11: Cathode Ray Tube (CRT) Video Monitors
23-85 10 14 24 14: Liquid Crystal Display (LCD) Video Monitors
23-85 10 14 24 17: Plasma Video Monitors
23-85 10 14 27: Video Walls
23-85 10 14 31: Projection Screens
23-85 10 17: Audio-Visual Systems
23-85 10 17 11: Audio-Visual System Components
23-85 10 17 11 11: Broadcasting Receiving Equipment
23-85 10 17 11 14: Audio-Visual Recorders (Cam-Corders)
23-85 10 17 11 17: Film Projectors
23-85 10 17 11 21: Data/Multi/Media Projectors
23-85 10 17 11 24: Video Reproduction
23-85 30: Safety and Security Information Systems
23-85 30 11: Access Controls
23-85 30 11 11: Access Control and Counting Systems
23-85 30 11 14: Centralized Code Reading Systems
23-85 30 11 17: Electronic Key Systems
23-85 30 11 21: Pressure Mats
23-85 30 11 24: Micro-Switch Contacts for Doors and Windows
23-85 30 11 27: Door Answering
23-85 30 11 31: Security Access
23-85 30 14: Presence Detection/Registration
23-85 30 14 11: Clocking-In and Recording
23-85 30 14 14: Movement/Vibration Detection
23-85 30 14 17: Break-Glass Detection
23-85 30 14 21: Surveillance Mirrors
23-85 30 14 24: Manual Alert Control
23-85 30 14 27: Microwave Detectors
23-85 30 14 31: Infra-Red Radiation Detectors
23-85 30 14 34: Door Bells: Buzzers
23-85 30 17: Closed Circuit Guarding Systems
23-85 30 17 11: Closed Circuit TV Systems
23-85 30 17 14: Video Surveillance
23-85 30 17 17: Closed Circuit Television Recorders
23-85 30 17 17 11: Analog Closed Circuit Television Recorders
23-85 30 17 17 14: Digital Closed Circuit Television Recorders
23-85 30 21: Environmental Detection/Registration
23-85 30 21 11: Fire Detection: Monitoring and Alarm
23-85 30 21 11 11: Fire/Smoke Detectors
23-85 30 21 11 11 11: Smoke Detectors
23-85 30 21 11 11 14: Inonization Detectors
23-85 30 21 11 11 17: Temperature Monitors
23-85 30 21 11 14: Alarm Panels
23-85 30 21 11 17: Other Components
23-85 30 21 14: Concentration Detection Components
23-85 30 21 14 11: Concentration Detection Bells and Sounders
23-85 30 21 14 14: Concentration Detection Alarm Glasses
23-85 30 21 14 99: Other Concentration Detection Components
23-85 30 24: Emergency Call Systems
23-85 30 24 11: Call Systems for the Disabled
23-85 30 24 14: Nurse Call Systems
23-85 30 27: Built-In Failure Detection
23-85 30 27 11: Infiltration Detection
23-85 30 27 14: Service Leak Detection
23-85 30 27 14 11: Gas Leak Detection Agents
23-85 30 27 14 14: Water Leak Detection
23-85 50: Communication Systems
23-85 50 11: Communication Circuits
23-85 50 14: Telephone and Intercommunication Equipment
23-85 50 14 11: Single Line Telephone Systems
23-85 50 14 14: Multiple Line Telephone Systems
23-85 50 14 17: Telephone Equipment
23-85 50 14 21: Intercommunication Equipment
23-85 50 17: Communication and Data Processing Equipment
23-85 50 17 11: Computer Network Equipment
23-85 50 17 11 11: Computer Servers
23-85 50 17 11 14: Network Switchers
23-85 50 17 11 17: Network Routers
23-85 50 21: Cable Transmission and Reception Equipment
23-85 50 21 11: Cable Transmission and Reception Amplifiers
23-85 50 21 14: Cable Transmission and Reception Modulators
23-85 50 21 17: Cable Transmission and Reception Control Equipment
23-85 50 24: Broadcast Transmission and Reception Equipment
23-85 50 24 11: Broadcast Transmitters
23-85 50 24 14: Broadcast Antennas
23-85 50 24 17: Broadcast Amplifiers
23-85 50 24 21: Broadcast Control Equipment
23-85 50 27: Microwave Transmission and Reception Equipment
23-85 50 27 11: Microwave Transmitters
23-85 50 27 14: Microwave Antennas
23-85 50 27 17: Satellite Dishes
23-85 50 27 21: Microwave Amplifiers
23-85 50 27 24: Microwave Receivers
23-85 50 31: Intercom Systems
23-85 50 31 11: Door Entry Telephones
23-85 50 99: Other Communications Systems
23-85 50 99 11: Videophone Systems
23-85 50 99 14: Conference Systems
23-85 50 99 17: Breakdown Call Systems
23-85 80: Building Automation and Control
23-85 80 11: Building Controls
23-85 80 11 11: Clock Controls
23-85 80 11 14: Door Controls
23-85 80 11 17: Elevator Monitoring and Controls
23-85 80 11 21: Energy Monitoring and Controls
23-85 80 11 24: Environmental Controls
23-85 80 11 27: Lighting Controls